{"text_format":"2","workbook":"xlsx","n_sheets":13,"sheets":["ENERO 2018","FEBRERO 2018","MARZO 2018","ABRIL 2018","MAYO 2018","JUNIO 2018","JULIO","AGOSTO 2018","SEPTIEMBRE 2018","OCTUBRE 2018","NOVIEMBRE 2018","DICIEMBRE 2018","Hoja1"],"not_rendered":{"charts":0,"images":0,"macros":0,"external_links":0,"defined_names":12,"comments":0,"pivot_tables":0},"unopened":[],"bounds":{"document_bytes":16777216,"sheet_cells":100000,"run_cost":"one","rows_first":2000,"rows_last":500,"rows_between":2000,"halvings":0,"cell_chars":16384,"cell_head_chars":4096},"cells_cut":0,"cells_raw":0,"read":"whole","date_system":"1900"}

{"sheet":"ENERO 2018","index":0,"n_rows":1048572,"n_cols":17,"rows_kept":1048572,"cut":false,"hidden":false,"merged":[]}
["ITEM","FECHA SOLICITADA","EQUIPO","HP","VOLTAJE","RPM","GIRO","DESCARGA","OBSERVACIONES","CLIENTE","OC CLIENTE","CANTIDADES","FECHA DE SALIDA","TIEMPO en DIAS","CODIGO","NUMERO DE PEDIDO","FECHA PLANEACIÓN"]
[1,"2018-01-02T10:56:00","DAL-H-96-10",10,"220/3/60",238,{"$nulls":4},"17-660",2,"2018-01-03T13:03:00",{"$f":"NETWORKDAYS(B2,M2)+((M2-B2)-INT(M2-B2))-2","v":8.819444444088731E-2},"5DLHF96H023800",197217]
[2,"2018-01-02T10:56:00","CRHL-T-28",3,"220/3/60",775,{"$nulls":4},"17-660",4,"2018-01-03T13:03:00",8.819444444088731E-2,"5CRHLT28E07750",197217]
[3,"2018-01-02T11:14:00","DAL-H-36-3",3,"220/3/60",383,{"$nulls":4},"17-661",2,"2018-01-03T13:03:00",7.5694444443797693E-2,"5UDLHF36E03830",197218]
[4,"2018-01-02T11:14:00","CRHL-T-26",1,"220/3/60",575,{"$nulls":4},"17-661",4,"2018-01-03T13:03:00",7.5694444443797693E-2,"5CRHLT26B05750",197218]
[5,"2018-01-02T11:51:00","HGT-1250-1",1,"460/3/60",450,null,null,"WALL COLLAR, MALLA SUCCION, PERSIANA DESCARGA, ARREGLO A",null,"40978",18,"2018-01-03T13:03:00",4.9999999995634425E-2,"5HGT1250L45PMC",197258]
[6,"2018-01-02T11:51:00","HGT-1000-1",1,"460/3/60",610,null,null,"WALL COLLAR, MALLA SUCCION, PERSIANA DESCARGA, ARREGLO A, VERIFICAR CODIGO (5HGT1000L1PMC)",null,"40978",4,"2018-01-03T13:03:00",4.9999999995634425E-2,"5HGT1000L16PMC",197258]
[7,"2018-01-02T16:03:00","CMI-315",0.25,"127/1/60",1374,{"$nulls":4},"171147",1,"2018-01-03T13:03:00",0.875,"5CMI3152013740",197263]
[8,"2018-01-02T16:03:00","CMI-315",0.25,"127/1/60",1379,{"$nulls":4},"171147",1,"2018-01-03T13:03:00",{"$f":"NETWORKDAYS(B9,M9)+((M9-B9)-INT(M9-B9))-2","v":0.875},"5CMI3152013790",197263]
[9,"2018-01-02T16:03:00","CMI-315",0.5,"127/1/60",1644,{"$nulls":4},"171147",1,"2018-01-03T13:03:00",0.875,"5CMI3154016440",197263]
[10,"2018-01-02T16:03:00","CMI-315",0.33333333333333331,"127/1/60",1670,{"$nulls":4},"171147",1,"2018-01-03T13:03:00",0.875,"5CMI3153016700",197263]
[11,"2018-01-02T16:03:00","CMI-450",3,"220/3/60",1767,{"$nulls":4},"171147",1,"2018-01-03T13:03:00",0.875,"5CMI450E017670",197263]
[12,"2018-01-02T16:03:00","CMI-560",5,"220/3/60",1413,{"$nulls":4},"171147",1,"2018-01-03T13:03:00",0.875,"5CMI560F014130",197263]
[13,"2018-01-02T16:03:00","C/DAHF2-12/12",0.25,"220/3/60",650,{"$nulls":4},"171147",1,"2018-01-03T13:03:00",0.875,"5CDAHF21280650",197263]
[14,"2018-01-02T16:03:00","C/DAHF2-12/12",0.25,"220/3/60",525,{"$nulls":4},"171147",1,"2018-01-03T13:03:00",0.875,"5CDAHF21280525",197263]
[15,"2018-01-02T16:22:00","CCL-12/12",0.5,"127/1/60",740,{"$nulls":4},"432",1,"2018-01-03T13:03:00",0.86180555555620231,"5CCL1212407400",197325]
[16,"2018-01-02T17:01:00","CMI-500",3,"460/3/60",1325,{"$nulls":4},"1422608",1,"2018-01-03T13:03:00",0.83472222222189885,"5CMI500E013250",197324]
[17,"2018-01-02T17:01:00","CMI-315",1.5,"460/3/60",2375,{"$nulls":4},"1422608",1,"2018-01-03T13:03:00",0.83472222222189885,"5CMI315C023750",197324]
[18,"2018-01-03T08:57:00","CRVL-T-30",1,"460/3/60",400,{"$nulls":4},"41026",1,"2018-01-03T13:03:00",-0.82916666667006211,"5CRVLT30B04000",197330]
[19,"2017-01-04T10:56:00","CMI-630",0.75,"127/1/60",700,{"$nulls":4},"GN17-2806",1,"2018-01-05T09:03:00",261.92152777777665,"5CMI6305070000",197367]
[20,"2017-01-04T10:56:00","C/DAHF1-22/22",3,"460/3/60",386,{"$nulls":4},"GN17-2806",1,"2018-01-05T09:03:00",261.92152777777665,"5CDAHF122E0386",197367]
[21,"2017-01-04T10:56:00","C/DAHF1-30/28",5,"460/3/60",305,{"$nulls":4},"GN17-2806",2,"2018-01-05T09:03:00",261.92152777777665,"5CDAHF1328F305",197367]
[22,"2018-01-04T13:05:00","CMI-450",0.5,"460/3/60",1000,"CCW","UB","PV,SW,TD","WM","SC LAS ANTENAS",1,"2018-01-05T09:03:00",0.8319444444423425,"5CMI45091000WM"]
[23,"2018-01-04T13:05:00","CMI-450",1,"460/3/60",1250,"CCW","UB","PV,SW,TD","WM","SC LAS ANTENAS",1,"2018-01-05T09:03:00",0.8319444444423425,"5CMI450B1253WM"]
[24,"2018-01-04T13:05:00","CMI-450",1,"460/3/60",1350,null,"UB","PV,SW,TD","WM","SC LAS ANTENAS",1,"2018-01-05T09:03:00",0.8319444444423425,"5CMI450B1351WM"]
[25,"2018-01-04T13:06:00","CMI-315",0.33333333333333331,"127/1/60",1650,"CCW","UB","PV,SW,TD","WM","SC LAS ANTENAS",1,"2018-01-05T09:03:00",0.83125000000291038,"5CMI31531651WM"]
[26,"2018-01-04T13:07:00","CDAHF1-18/18",1.5,"460/3/60",600,null,null,"PV,SW,LV","WM","SC LAS ANTENAS",2,"2018-01-05T09:03:00",0.83055555555620231,"5CDAHF118C60WM"]
[27,"2018-01-04T13:11:00","IHGT-1000",1,"460/3/60",610,null,null,"SW","WM","SC LAS ANTENAS",3,"2018-01-05T09:03:00",0.82777777777664596,"5IHGT1000L10WM"]
[28,"2018-01-04T16:51:00","C/DAHF1-18/18",1.5,"220/1/60",505,{"$nulls":4},"010118",1,"2018-01-05T09:03:00",0.67500000000291038,"5CDAHF11870505",197386]
[29,"2018-01-04T17:14:00","CRHL-T-10",0.25,"220/1/60",1650,{"$nulls":4},"PO908",1,"2018-01-05T09:03:00",0.65902777777955635,"5CRHLT10201650",197345]
[30,"2018-01-08T08:29:00","CRHLT-14",0.5,"127/1/60",1725,null,null,"PV,SW","CINEPOLIS","C. PUERTA TLATELOLCO",1,"2018-01-09T11:25:00",0.12222222222044365,"5CRHLT144172CN"]
[31,"2018-01-08T10:39:00","HGT-1250-2",2,"460/3/60",540,null,null,"WALL COLLAR, MALLA SUCCION, PERSIANA DESCARGA, ARREGLO A",null,"4000030496",8,"2018-01-09T11:25:00",3.1944444446708076E-2,"5HGT1250L12PMC",197334]
[32,"2018-01-08T12:06:00","CRHL-T-14",0.25,"127/1/60",1325,{"$nulls":4},"058",1,"2018-01-09T11:25:00",0.97152777777955635,"5CRHLT14201325",197394]
[33,"2018-01-08T12:06:00","CRHL-T-18",0.5,"127/1/60",1075,{"$nulls":4},"058",1,"2018-01-09T11:25:00",0.97152777777955635,"5CRHLT18401075",197394]
[34,"2018-01-08T12:06:00","CRHL-T-20",0.25,"127/1/60",675,{"$nulls":4},"058",1,"2018-01-09T11:25:00",0.97152777777955635,"5CRHLT20206750",197394]
[35,"2018-01-08T12:06:00","CRHL-T-16",0.5,"127/1/60",1050,{"$nulls":4},"058",1,"2018-01-09T11:25:00",0.97152777777955635,"5CRHLT16401050",197394]
[36,"2018-01-08T12:06:00","C/DAH-10/10",0.5,"127/1/60",625,{"$nulls":4},"058",1,"2018-01-09T11:25:00",0.97152777777955635,"5CDAH101020625",197394]
[37,"2018-01-08T12:44:00","CLT-12",1.5,"230/3/60",2075,{"$nulls":4},"SP2017-021",1,"2018-01-09T11:25:00",0.94513888889196096,"5CLTG12C020750"]
[38,"2018-01-08T12:44:00","CLT-24",3,"230/3/60",1125,{"$nulls":4},"SP2017-021",1,"2018-01-09T11:25:00",0.94513888889196096,"5CLTG24E011250"]
[39,"2018-01-08T13:23:00","CRVH-T-30",5,"460/3/60",750,{"$nulls":4},"41026",1,"2018-01-09T11:25:00",0.9180555555576575,"5CRVHT30F07500",197330]
[40,"2018-01-08T15:36:00","CMI-900",20,"220/3/60",1010,{"$nulls":4},"1356",1,"2018-01-09T11:25:00",0.82569444444379769,"5CMI900N010100",197420]
[41,"2018-01-08T15:36:00"," CMI-1000",15,"220/3/60",740,{"$nulls":4},"1356",2,"2018-01-09T11:25:00",0.82569444444379769,"5CMI1000M07400",197420]
[42,"2018-01-08T15:36:00","CMI-1250",20,"220/3/60",585,{"$nulls":4},"1356",1,"2018-01-09T11:25:00",0.82569444444379769,"5CMI1250N05850",197420]
[43,"2018-01-08T15:46:00","CRHL-T-16",0.75,"127/1/60",1175,{"$nulls":4},"058",1,"2018-01-09T11:25:00",0.81874999999854481,"5CRHLT16501175",197394]
[44,"2018-01-08T15:46:00","C/DAHF1-20/20",2,"230/3/60",325,{"$nulls":4},"058",1,"2018-01-09T11:25:00",0.81874999999854481,"5CDAHF120D0325",197394]
[45,"2018-01-08T16:26:00","CRVH-T-22",3,"440/3/60",1200,null,null,"AGREGAR SW AL CODIGO (5CRVHT22E01200)",null,"5509",1,"2018-01-09T11:25:00",0.79097222222480923,"5CRVHT22E01200",197118]
[46,"2018-01-08T16:26:00","CRVL-T-16",0.75,"440/3/60",1425,null,null,"MOTOR APEX, AGREGAR SW AL CODIGO (5CRVLT16A14APX)",null,"5509",1,"2018-01-09T11:25:00",0.79097222222480923,"5CRVLT16A14APX",197118]
[47,"2018-01-08T17:23:00","CRHH-T-30",1.5,"220/1/60",475,{"$nulls":4},"P-005-18M",1,"2018-01-09T11:25:00",0.75138888888614019,"5CRHHT30704750"]
[48,"2018-01-08T18:08:00","CMI-280","-","-","-",null,null,"REC. ALTA TEMPERATURA, DISCO DE ENFRIAMIENTO",null,"5530",2,"2018-01-09T11:25:00",0.72013888888614019,"5CMI2800000ATD",197452]
[49,"2018-01-09T09:39:00","VT-444",0.5,"220/3/60",1650,null,null,"SIMILAR A CODIGO (5NVT444INO22VO), N° PARTE 11738360","VO","4508050562",1,"2018-01-10T15:53:00",0.25972222222480923,"5NVT444INO12VO"]
[50,"2018-01-09T12:49:00","CRVH-T-12",0.5,"127/1/60",1900,{"$nulls":4},"145010030",6,"2018-01-10T15:53:00",0.12777777777955635,"5CRVHT12401900",197416]
[51,"2018-01-09T16:45:00","CRHL-T-30",3,"460/3/60",625,null,null,null,"MCH","M-122",1,"2018-01-10T15:53:00",0.96388888889487134,"5CRHLT30E62MCH"]
[52,"2018-01-09T16:50:00","CDAVF1-12/12",0.5,"127/1/60",650,null,null,"PV,SW,LV","WM","BA GUAYMAS",1,"2018-01-10T15:53:00",0.96041666666860692,"5CDAVF112465WM"]
[53,"2018-01-09T17:00:00","CRWL-T-16",0.5,"127/1/60",1025,{"$nulls":4},"180036",1,"2018-01-10T15:53:00",0.95347222222335404,"5CRWLT16401025",197494]
[54,"2018-01-09T17:05:00","C/DAHF1-22/22",5,"460/3/60",575,null,null,"1° ETAPA FILTROS MERV 13",null,"8000054",1,"2018-01-10T15:53:00",0.95000000000436557,"5CDAHF122F0575",197498]
[55,"9/1/18/ 8:21","CRVL-T-14",0.5,"127/1/60",1800,null,null,"TG, REJ PROT",null,"1-16589",1,"2018-01-10T15:53:00",{"$error":"#VALUE!"},"5CRVLT144180TG",197470]
[56,"9/1/18/ 8:21","CRVL-T-12",0.5,"127/1/60",1750,null,null,"TG, REJ PROT",null,"1-16589",2,"2018-01-10T15:53:00",{"$error":"#VALUE!"},"5CRVLT124175TG",197470]
[57,"9/1/18/ 8:21","CRVL-T-16",0.75,"127/1/60",1300,null,null,"TG, REJ PROT",null,"1-16589",1,"2018-01-10T15:53:00",{"$error":"#VALUE!"},"5CRVLT165130TG",197470]
[58,"9/1/18/ 8:21","CRVH-T-22",5,"220/3/60",1150,null,null,"TG, REJ PROT",null,"1-16589",1,"2018-01-10T15:53:00",{"$error":"#VALUE!"},"5CRVHT22F115TG",197470]
[59,"2018-01-10T09:42:00","CMI-500","3/4","127/1/60","900",{"$nulls":4},"GN17-2806",1,"2018-01-11T10:40:00",4.0277777778101154E-2,"5CMI5005090000",197367]
[60,"2018-01-10T09:42:00","CMI-500","3/4","127/1/60","900",{"$nulls":4},"GN17-2806",1,"2018-01-11T10:40:00",4.0277777778101154E-2,"REPETIDO",197367]
[61,"2018-01-10T09:42:00","C/DAHF1-12/12","1/2","127/1/60","875",{"$nulls":4},"GN17-2806",1,"2018-01-11T10:40:00",4.0277777778101154E-2,"5CDAHF11240875",197367]
[62,"2018-01-10T09:42:00","C/DAHF1-12/12","1/2","127/1/60","925",{"$nulls":4},"GN17-2806",1,"2018-01-11T10:40:00",4.0277777778101154E-2,"5CDAHF11240925",197367]
[63,"2018-01-10T09:42:00","C/DAHF1-30/28","10","460/3/60","425",{"$nulls":4},"GN17-2806",1,"2018-01-11T10:40:00",4.0277777778101154E-2,"5CDAHF1328H425",197367]
[64,"2018-01-10T09:42:00","CMI-500","3/4","127/1/60","900",{"$nulls":4},"GN17-2806",1,"2018-01-11T10:40:00",4.0277777778101154E-2,"REPETIDO",197367]
[65,"2018-01-10T10:24:00","CLT-24",5,"460/3/60",1100,null,null,"CUBREMOTOR",null,"0000489-2",1,"2018-01-11T10:40:00",1.1111111110949423E-2,"5CLTG24F1100CM",197505]
[66,"2018-01-10T10:24:00","CLT-33",7.5,"460/3/60",825,null,null,"CUBREMOTOR",null,"0000489-2",1,"2018-01-11T10:40:00",1.1111111110949423E-2,"5CLTG33G0825CM",197505]
[67,"2018-01-10T11:11:00","CRHL-T-10",0.25,"460/3/60",1225,{"$nulls":4},"PERCRHLT02",1,"2018-01-11T10:40:00",0.97847222222480923,"5CRHLT10801225",197513]
[68,"2018-01-11T12:35:00","CMI-400",2,"220/3/60",1814,"CCW",null,null,null,"21489",1,"2018-01-11T15:25:00",-0.88194444444525288,"5CMI400D18140I",195578]
[69,"2018-01-12T12:30:00","CRVH-T-18",2,"127/1/60",1600,{"$nulls":4},"7204",1,"2018-01-12T15:38:00",-0.86944444444816327,"EXISTE (5CRVHT18011600)",197598]
[70,"2018-01-12T14:38:00","DAL-H-25-3",3,"220/3/60",550,null,null,"BOMBA MF",null,"4000030709",1,"2018-01-12T15:38:00",-0.95833333333575865,"5UDLHF25E05510",197603]
[71,"2018-01-12T14:52:00","CMI-560",5,"220/3/60",1349,null,null,"SW",null,"01",1,"2018-01-12T15:38:00",-0.96805555555329192,"5CMI560F13490S",197602]
[72,"2018-01-12T17:34:00","C/DAHF2-22/22",5,"230/3/60",725,null,null,"PINT,PV","SF","SENTURA",1,"2018-01-13T11:28:00",{"$f":"NETWORKDAYS(B73,M73)+((M73-B73)-INT(M73-B73))-2","v":-0.25416666666569654},"5CDAHF222F725P",197625]
[73,"2018-01-12T17:34:00","CMI-710",3,"230/3/60",825,null,null,"PV, MALLA EN DESCARGA","SF","SENTURA",1,"2018-01-13T11:28:00",-0.25416666666569654,"5CMI710E0826MA",197625]
[74,"2018-01-12T17:41:00","I-DX-1250/H 3T",3,"460/3/60",610,null,null,"MALLA EN DESCARGA, SW",null,"1-16610",1,"2018-01-13T11:28:00",-0.25902777777810115,"5IDXT1250E61MA",197611]
[75,"2018-01-12T18:21:00","CLT-12",1.5,"230/3/60",2125,null,null,"CUBREMOTOR PINT, PINT, PV","SF","SENTURA 2",1,"2018-01-13T11:28:00",-0.28680555555183673,"5CLTG12C02125P",197626]
[76,"2018-01-15T10:23:00","CRVL-T-28",3,"220/3/60",700,{"$nulls":4},"1701277625",2,"2018-01-15T15:07:00",-0.80277777777519077,"5CRVLT28E07000"]
[77,"2018-01-16T10:23:00","PLE-152",0.5,"460/3/60",3450,{"$nulls":4},"M-122",1,"2018-01-17T10:05:00",0.98750000000291038,"5PLE-152",197576]
[78,"2018-01-16T18:01:00","CMI-400",1.5,"220/1/60",1590,{"$nulls":4},"160118",1,"2018-01-17T09:15:00",0.63472222221753327,"5CMI4007015900",197703]
[79,"2018-01-17T15:36:00","CMI-315",0.5,"230/3/60",2030,{"$nulls":4},"6479",1,"2018-01-18T08:02:00",0.68472222222044365,"5CMI3159020300",197723]
[80,"2018-01-17T15:36:00","CMI-355",1,"230/3/60",1955,{"$nulls":4},"6479",1,"2018-01-18T08:02:00",0.68472222222044365,"5CMI355B019550",197723]
[81,"2018-01-18T12:00:00","CRWL-T-18","1 1/2","230/3/60","1500",{"$nulls":4},"SIRE 034",1,"2018-01-18T14:31:00",-0.89513888888905058,"5CRWLT18C01500"]
[82,"2018-01-18T12:00:00","CRWL-T-16","3/4","230/3/60","1225",{"$nulls":4},"SIRE 034",1,"2018-01-18T14:31:00",-0.89513888888905058,"5CRWLT16A01225"]
[83,"2018-01-18T12:00:00","CRWL-T-16","3/4","230/3/60","1200",{"$nulls":4},"SIRE 034",1,"2018-01-18T14:31:00",-0.89513888888905058,"5CRWLT16A01200"]
[84,"2018-01-18T12:00:00","CRWL-T-10","1/3","230/3/60","1700",{"$nulls":4},"SIRE 034",1,"2018-01-18T14:31:00",-0.89513888888905058,"5CRWLT10T01700"]
[85,"2018-01-18T12:00:00","CRWL-T-16","3/4","230/3/60","1275",{"$nulls":4},"SIRE 034",1,"2018-01-18T14:31:00",-0.89513888888905058,"5CRWLT16A01275"]
[86,"2018-01-18T12:51:00","CLT-22",0.5,"230/3/60",650,null,null,"CUBREMOTOR",null,"5325",1,"2018-01-18T14:31:00",-0.93055555555474712,"5CLTG2290650CM",197719]
[87,"2018-01-18T12:51:00","C/DAHF1-18/18",1,"230/3/60",525,{"$nulls":4},"5325",1,"2018-01-18T14:31:00",-0.93055555555474712,"5CDAHF118B0525",197719]
[88,"2018-01-18T17:20:00","CRVH-T-22",3,"220/3/60",1125,{"$nulls":4},"189",1,"2018-01-19T08:43:00",0.64097222222335404,"5CRVHT22E01125",197766]
[89,"2018-01-19T12:54:00","CMI-500",1.5,"220/1/60",1310,{"$nulls":4},"170118",1,"2018-01-19T15:55:00",-0.87430555555329192,"5CMI5007013100",197788]
[90,"2018-01-19T14:52:00","CRHL-T-16",0.75,"230/3/60",1175,{"$nulls":4},"058",1,"2018-01-19T15:55:00",-0.95624999999563443,"5CRHLT16A01175",197394]
[91,"2018-01-19T16:50:00","CRWL-T-10",0.33333333333333331,"127/1/60",1675,{"$nulls":4},"11610",1,"2018-01-20T07:36:00",-0.38472222222480923,"5CRWLT10301675",197794]
[92,"2018-01-22T12:47:00","CLT-30",5,"220/3/60",825,{"$nulls":4},"AGS2136",1,"2018-01-22T03:30:00",-0.38680555555038154,"5CLTG30F082500",197821]
[93,"2018-01-22T15:55:00","SA-12/6","3/4","127/1/60",925,{"$nulls":4},"180118",10,"2018-01-23T09:12:00",0.72013888888614019,"5SA12650925000",197827]
[94,"2018-01-22T15:55:00","CRVL-T-12","1/4","127/1/60",1150,{"$nulls":4},"180118",10,"2018-01-23T09:12:00",0.72013888888614019,"5CRVLT12201150",197827]
[95,"2018-01-22T15:55:00","CRVL-T-12","1/4","127/1/60",1075,{"$nulls":4},"180118",10,"2018-01-23T09:12:00",0.72013888888614019,"5CRVLT12201075",197827]
[96,"2018-01-22T15:55:00","CRVL-T-12","1/4","127/1/60",1400,{"$nulls":4},"180118",10,"2018-01-23T09:12:00",0.72013888888614019,"5CRVLT12201400",197827]
[97,"2018-01-23T08:32:00","CRHLD-16",0.75,"127/1/60",1075,null,null,"SW","WM","MB ALMOLOYA DEL RIO ",1,"2018-01-24T10:00:00",6.1111111106583849E-2,"5CRHLD165107WM"]
[98,"2018-01-23T08:33:00","CRHLT-16",0.33333333333333331,"220/3/60",1000,null,null,"PV,SW","WM","MB ALMOLOYA DEL RIO ",1,"2018-01-24T10:00:00",6.0416666667151731E-2,"5CRHLT16T100WM"]
[99,"2018-01-23T08:34:00","CRHLT-10",0.25,"220/3/60",1275,null,null,"PV,SW","WM","MB ALMOLOYA DEL RIO ",1,"2018-01-24T10:00:00",5.9722222220443655E-2,"5CRHLT108127WM"]
[100,"2018-01-23T10:17:00","CDAHF1-9/9",0.33333333333333331,"127/1/60",825,null,null,"PV,SW,LV","WM","SC PUNTA DEL ESTE",2,"2018-01-24T10:00:00",0.9881944444423425,"5CDAHF199382WM"]
[101,"2018-01-23T10:18:00","CDAVF1-9/9",0.5,"127/1/60",975,null,null,"PV,SW,LV","WM","SC PUNTA DEL ESTE",1,"2018-01-24T10:00:00",0.98749999999563443,"5CDAVF199497WM"]
[102,"2018-01-23T14:10:00","CRHLT-18",0.25,"127/1/60",675,null,null,"PV,SW","WM","BA EL VENCEDOR",1,"2018-01-24T10:00:00",0.82638888888322981,"5CRHLT182675WM"]
[103,"2018-01-23T14:10:00","CMI-250",0.25,"127/1/60",1975,null,"UB","PV,SW,MALLA DESC,TD","WM","BA EL VENCEDOR",1,"2018-01-24T10:00:00",0.82638888888322981,"5CMI25021975WM"]
[104,"2018-01-23T14:12:00","CMI-355",0.75,"460/3/60",1550,null,"UB","PV,SW,MALLA DESC,TD","WM","BA EL VENCEDOR",1,"2018-01-24T10:00:00",0.82499999999708962,"5CMI355A1550WM"]
[105,"2018-01-23T14:12:00","CMI-250",0.25,"127/1/60",1825,null,null,"PV,SW,MALLA DESC,TD","WM","BA EL VENCEDOR",1,"2018-01-24T10:00:00",0.82499999999708962,"5CMI25021825WM"]
[106,"2018-01-23T14:12:00","CDAVF1-12/12",0.5,"127/1/60",625,null,null,"PV,SW,LV","WM","BA EL VENCEDOR",1,"2018-01-24T10:00:00",0.82499999999708962,"5CDAVF112463WM"]
[107,"2018-01-23T16:51:00","CMI-450",0.5,"127/1/60",1100,null,"UB","PV,SW,TD","WM","BA JARDINES COLON",1,"2018-01-24T10:00:00",0.71458333333430346,"5CMI45041101WM"]
[108,"2018-01-23T17:54:00","C/DAVF1-30/28",10,"460/3/60",500,{"$nulls":4},"1801013643",1,"2018-01-24T10:00:00",0.67083333332993789,"5CDAVF1328H500"]
[109,"2018-01-23T17:54:00","CRHH-T-26",5,"460/3/60",1050,{"$nulls":4},"1801013643",2,"2018-01-24T10:00:00",0.67083333332993789,"5CRHHT26F01050"]
[110,"2018-01-24T15:56:00","CLT-15",0.75,"127/1/60",1125,null,null,"CUBREMOTOR",null,"4000030787",2,"2018-01-25T13:25:00",0.89513888888905058,"5CLTG1551125CM",197606]
[111,"2018-01-24T15:56:00","CLT-22",0.75,"127/1/60",750,null,null,"CUBREMOTOR",null,"4000030787",1,"2018-01-25T13:25:00",0.89513888888905058,"5CLTG2250750CM",197606]
[112,"2018-01-24T15:56:00","CLT-20",0.75,"127/1/60",850,null,null,"CUBREMOTOR",null,"4000030787",2,"2018-01-25T13:25:00",0.89513888888905058,"5CLTG2050850CM",197606]
[113,"2018-01-24T17:38:00","CRVLT-10","1/4","127/1/60",1300,null,null,"PV,SW,REJ PROT, TG","CINEPOLIS","MC. ARCO NORTE",1,"2018-01-25T13:25:00",0.8243055555576575,"5CRVLT102130CN"]
[114,"2018-01-24T17:38:00","CRVLT-16","1/2","127/1/60",1100,null,null,"PV,SW,REJ PROT, TG","CINEPOLIS","MC. ARCO NORTE",1,"2018-01-25T13:25:00",0.8243055555576575,"5CRVLT164110CN"]
[115,"2018-01-24T17:38:00","CRHLT-10","1/4","127/1/60",900,null,null,"SW,PV","CINEPOLIS","MC. ARCO NORTE",1,"2018-01-25T13:25:00",0.8243055555576575,"5CRHLT102900CN"]
[116,"2018-01-24T17:38:00","CRVLT-20",1.5,"220/3/60",1150,null,null,"PV,SW,REJ PROT, TG","CINEPOLIS","MC. ARCO NORTE",1,"2018-01-25T13:25:00",0.8243055555576575,"5CRVLT20C115CN"]
[117,"2018-01-24T17:38:00","CRVLT-18","3/4","127/1/60",1175,null,null,"PV,SW,REJ PROT, TG","CINEPOLIS","MC. ARCO NORTE",1,"2018-01-25T13:25:00",0.8243055555576575,"5CRVLT185117CN"]
[118,"2018-01-24T17:38:00","CRHLT-10","1/4","127/1/60",825,null,null,"SW,PV","CINEPOLIS","MC. ARCO NORTE",1,"2018-01-25T13:25:00",0.8243055555576575,"5CRHLT102825CN"]
[119,"2018-01-24T17:38:00","CRVLT-10","1/4","127/1/60",950,null,null,"PV,SW,REJ PROT, TG","CINEPOLIS","MC. ARCO NORTE",1,"2018-01-25T13:25:00",0.8243055555576575,"5CRVLT102950CN"]
[120,"2018-01-24T18:09:00","CRHL-T-22",1.5,"220/3/60",950,{"$nulls":4},"0041_18",1,"2018-01-25T13:25:00",0.80277777778246673,"5CRHLT22C09500",197904]
[121,"2018-01-25T08:37:00","CLT-20",1,"220/3/60",1125,null,null,"PV,SW","WM","BA MORELOS",1,"2018-01-26T11:20:00",0.1131944444423425,"5CLTG20B1125WM"]
[122,"2018-01-25T08:39:00","CDAH-7/7",0.33333333333333331,"127/1/60",1100,null,null,"PV,SW, LV","WM","BA MORELOS",1,"2018-01-26T11:20:00",0.11180555554892635,"5CDAH7731100WM"]
[123,"2018-01-25T08:46:00","CDAHF1-12/12",2,"220/3/60",1075,null,null,"PV,SW, LV","WM","BA MORELOS",1,"2018-01-26T11:20:00",0.10694444444379769,"5CDAHF112D10WM"]
[124,"2018-01-25T08:47:00","CDAHF1-12/12",1,"127/1/60",900,null,null,"PV,SW, LV","WM","BA MORELOS",1,"2018-01-26T11:20:00",0.10624999999708962,"5CDAHF112690WM"]
[125,"2018-01-25T09:20:00","CMI-630",2,"460/3/60",875,null,null,"PV,SW,TD","WM","LEON ECHEVESTE",1,"2018-01-26T11:20:00",8.3333333328482695E-2,"5CMI630D0876WM"]
[126,"2018-01-25T09:20:00","CMI-355",0.75,"460/3/60",1600,null,"UB","PV,SW,TD","WM","LEON ECHEVESTE",1,"2018-01-26T11:20:00",8.3333333328482695E-2,"5CMI355A1601WM"]
[127,"2018-01-25T11:45:00","C/DAHF1-25/25",7.5,"460/3/60",575,{"$nulls":4},"2653",1,"2018-01-26T11:20:00",0.98263888888322981,"5CDAHF12505750",197918]
[128,"2018-01-25T11:57:00","C/DAHF1-36/36",7.5,"460/3/60",230,{"$nulls":4},"2653",1,"2018-01-26T16:02:00",0.17013888889050577,"5CDAHF136G0230",197918]
[129,"2018-01-25T11:58:00","CMI-355",0.75,"220/3/60",1892,{"$nulls":4},"68912-v000",1,"2018-01-26T11:20:00",0.97361111110512866,"5CMI355A018920",197948]
[130,"2018-01-25T16:47:00","CLT-12",1.5,"127/1/60",2025,{"$nulls":4},"1701532",1,"2018-01-26T11:20:00",0.77291666666133096,"5CLTG127020250"]
[131,"2018-01-26T08:44:00","RBC-630",0.75,"127/1/60",1135,null,null,"USAR MOTOR (3-MO-346)        ",null,"1356/17",68,"2018-01-26T11:20:00",-0.89166666667006211,"5RBC630MF",194635]
[132,"2018-01-26T12:24:00","CLT-26",1.5,"230/3/60",750,null,null,"PV","SF","PARQUE DELTA",1,"2018-01-27T11:14:00",-4.8611111116770189E-2,"5CLTG26C075000",197967]
[133,"2018-01-26T12:48:00","CRVL-T-30",5,"220/3/60",700,{"$nulls":4},"180158",1,"2018-01-27T11:14:00",-6.5277777779556345E-2,"5CRVLT30F07000",197970]
[134,"2018-01-26T13:36:00","CRHLT-10",0.25,"220/3/60",925,null,null,"PV,SW","WM","MB LOMBARDÍA",1,"2018-01-27T11:14:00",-9.8611111112404615E-2,"5CRHLT108925WM"]
[135,"2018-01-26T13:38:00","CRVLT-16",0.5,"220/3/60",1175,null,null,"PV,SW,REJ PROT, TG","WM","MB LOMBARDÍA",1,"2018-01-27T11:14:00",-0.10000000000582077,"5CRVLT169117WM"]
[136,"2018-01-26T13:39:00","CRVLT-12",0.25,"220/3/60",1400,null,null,"PV,SW,REJ PROT, TG","WM","MB LOMBARDÍA",1,"2018-01-27T11:14:00",{"$f":"NETWORKDAYS(B137,M137)+((M137-B137)-INT(M137-B137))-2","v":-0.10069444444525288},"5CRVLT128140WM"]
[137,"2018-01-26T13:40:00","CDAVF1-12/12",0.33333333333333331,"220/3/60",675,null,null,"PV,SW,LV","WM","MB LOMBARDÍA",1,"2018-01-27T11:14:00",-0.10138888889196096,"5CDAVF112T67WM"]
[138,"2018-01-26T13:52:00","CMI-355",0.5,"127/1/60",1250,null,null,"PV,SW,TD","WM","SALTILLO GUASAVE",1,"2018-01-27T11:14:00",-0.10972222222335404,"5CMI35541251WM"]
[139,"2018-01-29T13:26:00","CLT-15","1/4","220/1/60","900",null,null,"CUBREMOTOR, MALLA DESCARGA, SW",null,"8000135",1,"2018-01-29T20:43:00",-0.69652777777810115,"5CLTG1520901CM",198009]
[140,"2018-01-29T13:26:00","CMI-900","5","460/3/60","725",null,null,"SW",null,"8000135",1,"2018-01-29T20:43:00",-0.69652777777810115,"5CMI900F07250S",198009]
[141,"2018-01-29T13:26:00","CLT-10","1/4","220/1/60","1150",null,null,"CUBREMOTOR, MALLA DESCARGA, SW",null,"8000135",1,"2018-01-29T20:43:00",-0.69652777777810115,"5CLTG1021151CM",198009]
[142,"2018-01-29T13:26:00","CLT-10","1/4","220/1/60","1250",null,null,"CUBREMOTOR, MALLA DESCARGA, SW",null,"8000135",1,"2018-01-29T20:43:00",-0.69652777777810115,"5CLTG1021251CM",198009]
[143,"2018-01-29T13:26:00","CMI-315","1/4","220/1/60","1220",null,null,"SW",null,"8000135",1,"2018-01-29T20:43:00",-0.69652777777810115,"5CMI315201220S",198009]
[144,"2018-01-29T13:26:00","CLT-10","1/4","220/1/60","1350",null,null,"CUBREMOTOR, MALLA DESCARGA, SW",null,"8000135",1,"2018-01-29T20:43:00",-0.69652777777810115,"5CLTG1021351CM",198009]
[145,"29/1/18 :17:36","C/DAH-12/12",0.5,"220/3/60",579,{"$nulls":4},"SIRE-041",2,"2018-01-29T20:43:00",{"$error":"#VALUE!"},"5CDAH121290579"]
[146,"29/1/18 :17:36","C/DAH-18/18",1.5,"220/3/60",400,{"$nulls":4},"SIRE-041",1,"2018-01-29T20:43:00",{"$error":"#VALUE!"},"5CDAH1818C0400"]
[147,"2018-01-30T13:18:00","CMI-560",1,"460/3/60",1075,null,null,"SW",null,"8000135",1,"2018-01-30T20:42:00",-0.69166666666569654,"5CMI560B10750S",198009]
[148,"2018-01-30T13:18:00","C/DAHF2-12/12",3,"460/3/60",1250,null,null,"SW, PRIMERA ETAPA FILTROS MERV 8, SEGUNDA ETAPA FILTROS MERV 13",null,"8000135",1,"2018-01-30T20:42:00",-0.69166666666569654,"5CDAHF212E120S",198009]
[149,"2018-01-31T12:39:00","DA-22/22",7.5,"220/3/60",500,{"$nulls":4},"180195",12,"2018-01-31T20:06:00",-0.68958333333284827,"5DA2222G050000",198090]
[150,"2018-01-31T16:09:00","CRVL-T-14",0.5,"127/1/60",1200,{"$nulls":4},"2749",2,"2018-01-31T20:06:00",-0.83541666666860692,"5CRVLT14401200",197953]
[151,"2018-01-31T16:09:00","CRVL-T-18",1,"127/1/60",1500,{"$nulls":4},"2749",1,"2018-01-31T20:06:00",-0.83541666666860692,"5CRVLT18601500",197953]
[152,"2018-01-31T16:09:00","CMI-315",1,"127/1/60",1400,{"$nulls":4},"2749",1,"2018-01-31T20:06:00",-0.83541666666860692,"5CMI3156014000",197953]
[153,"2018-01-31T17:09:00","CMI-315",3,"230/3/60",3200,{"$nulls":4},"SP2018-02B",3,"2018-01-31T20:06:00",-0.87708333333284827,"5CMI315E032000",198118]
[154,{"$nulls":12},-2]
[155,{"$nulls":12},-2]
[156,{"$nulls":12},-2]
[157,{"$nulls":12},-2]
[158,{"$nulls":12},-2]
[159,{"$nulls":12},-2]
[160,{"$nulls":12},-2]
[161,{"$nulls":12},-2]
[162,{"$nulls":12},-2]
[163,{"$nulls":12},-2]
[164,{"$nulls":12},-2]
[165,{"$nulls":12},-2]
[166,{"$nulls":12},-2]
[167,{"$nulls":12},-2]
[168,{"$nulls":12},-2]
[169,{"$nulls":12},-2]
[170,{"$nulls":12},-2]
[171,{"$nulls":12},-2]
[172,{"$nulls":12},-2]
[173,{"$nulls":12},-2]
[174,{"$nulls":12},-2]
[175,{"$nulls":12},-2]
[176,{"$nulls":12},-2]
[177,{"$nulls":12},-2]
[178,{"$nulls":12},-2]
[179,{"$nulls":12},-2]
[180,{"$nulls":12},-2]
[181,{"$nulls":12},-2]
[182,{"$nulls":12},-2]
[183,{"$nulls":12},-2]
[184,{"$nulls":12},-2]
[185,{"$nulls":12},-2]
[186,{"$nulls":12},-2]
[187,{"$nulls":12},-2]
[188,{"$nulls":12},-2]
[189,{"$nulls":12},-2]
[190,{"$nulls":12},-2]
[191,{"$nulls":12},-2]
[192,{"$nulls":12},-2]
[193,{"$nulls":12},-2]
[194,{"$nulls":12},-2]
[195,{"$nulls":12},-2]
[196,{"$nulls":12},-2]
[197,{"$nulls":12},-2]
[198,{"$nulls":12},-2]
[199,{"$nulls":12},-2]
[200,{"$nulls":12},{"$f":"NETWORKDAYS(B201,M201)+((M201-B201)-INT(M201-B201))-2","v":-2}]
[201,{"$nulls":12},-2]
[202,{"$nulls":12},-2]
[203,{"$nulls":12},-2]
[204,{"$nulls":12},-2]
[205,{"$nulls":12},-2]
[206,{"$nulls":12},-2]
[207,{"$nulls":12},-2]
[208,{"$nulls":12},-2]
[209,{"$nulls":12},-2]
[210,{"$nulls":12},-2]
[211,{"$nulls":12},-2]
[212,{"$nulls":12},-2]
[213,{"$nulls":12},-2]
[214,{"$nulls":12},-2]
[215,{"$nulls":12},-2]
[216,{"$nulls":12},-2]
[217,{"$nulls":12},-2]
[218,{"$nulls":12},-2]
[219,{"$nulls":12},-2]
[220,{"$nulls":12},-2]
[221,{"$nulls":12},-2]
[222,{"$nulls":12},-2]
[223,{"$nulls":12},-2]
[224,{"$nulls":12},-2]
[225,{"$nulls":12},-2]
[226,{"$nulls":12},-2]
[227,{"$nulls":12},-2]
[228,{"$nulls":12},-2]
[229,{"$nulls":12},-2]
[230,{"$nulls":12},-2]
[231,{"$nulls":12},-2]
[232,{"$nulls":12},-2]
[233,{"$nulls":12},-2]
[234,{"$nulls":12},-2]
[235,{"$nulls":12},-2]
[236,{"$nulls":12},-2]
[237,{"$nulls":12},-2]
[238,{"$nulls":12},-2]
[239,{"$nulls":12},-2]
[240,{"$nulls":12},-2]
[241,{"$nulls":12},-2]
[242,{"$nulls":12},-2]
[243,{"$nulls":12},-2]
[244,{"$nulls":12},-2]
[245,{"$nulls":12},-2]
[246,{"$nulls":12},-2]
[247,{"$nulls":12},-2]
[248,{"$nulls":12},-2]
[249,{"$nulls":12},-2]
[250,{"$nulls":12},-2]
[251,{"$nulls":12},-2]
[252,{"$nulls":12},-2]
[253,{"$nulls":12},-2]
[254,{"$nulls":12},-2]
[255,{"$nulls":12},-2]
[256,{"$nulls":12},-2]
[257,{"$nulls":12},-2]
[258,{"$nulls":12},-2]
[259,{"$nulls":12},-2]
[260,{"$nulls":12},-2]
[261,{"$nulls":12},-2]
[262,{"$nulls":12},-2]
[263,{"$nulls":12},-2]
[264,{"$nulls":12},{"$f":"NETWORKDAYS(B265,M265)+((M265-B265)-INT(M265-B265))-2","v":-2}]
[265,{"$nulls":12},-2]
[266,{"$nulls":12},-2]
[267,{"$nulls":12},-2]
[268,{"$nulls":12},-2]
[269,{"$nulls":12},-2]
[270,{"$nulls":12},-2]
[271,{"$nulls":12},-2]
[272,{"$nulls":12},-2]
[273,{"$nulls":12},-2]
[274,{"$nulls":12},-2]
[275,{"$nulls":12},-2]
[276,{"$nulls":12},-2]
[277,{"$nulls":12},-2]
[278,{"$nulls":12},-2]
[279,{"$nulls":12},-2]
[280,{"$nulls":12},-2]
[281,{"$nulls":12},-2]
[282,{"$nulls":12},-2]
[283,{"$nulls":12},-2]
[284,{"$nulls":12},-2]
[285,{"$nulls":12},-2]
[286,{"$nulls":12},-2]
[287,{"$nulls":12},-2]
[288,{"$nulls":12},-2]
[289,{"$nulls":12},-2]
[290,{"$nulls":12},-2]
[291,{"$nulls":12},-2]
[292,{"$nulls":12},-2]
[293,{"$nulls":12},-2]
[294,{"$nulls":12},-2]
[295,{"$nulls":12},-2]
[296,{"$nulls":12},-2]
[297,{"$nulls":12},-2]
[298,{"$nulls":12},-2]
[299,{"$nulls":12},-2]
[300,{"$nulls":12},-2]
[301,{"$nulls":12},-2]
[302,{"$nulls":12},-2]
[303,{"$nulls":12},-2]
[304,{"$nulls":12},-2]
[305,{"$nulls":12},-2]
[306,{"$nulls":12},-2]
[307,{"$nulls":12},-2]
[308,{"$nulls":12},-2]
[309,{"$nulls":12},-2]
[310,{"$nulls":12},-2]
[311,{"$nulls":12},-2]
[312,{"$nulls":12},-2]
[313,{"$nulls":12},-2]
[314,{"$nulls":12},-2]
[315,{"$nulls":12},-2]
[316,{"$nulls":12},-2]
[317,{"$nulls":12},-2]
[318,{"$nulls":12},-2]
[319,{"$nulls":12},-2]
[320,{"$nulls":12},-2]
[321,{"$nulls":12},-2]
[322,{"$nulls":12},-2]
[323,{"$nulls":12},-2]
[324,{"$nulls":12},-2]
[325,{"$nulls":12},-2]
[326,{"$nulls":12},-2]
[327,{"$nulls":12},-2]
[328,{"$nulls":12},{"$f":"NETWORKDAYS(B329,M329)+((M329-B329)-INT(M329-B329))-2","v":-2}]
[329,{"$nulls":12},-2]
[330,{"$nulls":12},-2]
[331,{"$nulls":12},-2]
[332,{"$nulls":12},-2]
[333,{"$nulls":12},-2]
[334,{"$nulls":12},-2]
[335,{"$nulls":12},-2]
[336,{"$nulls":12},-2]
[337,{"$nulls":12},-2]
[338,{"$nulls":12},-2]
[339,{"$nulls":12},-2]
[340,{"$nulls":12},-2]
[341,{"$nulls":12},-2]
[342,{"$nulls":12},-2]
[343,{"$nulls":12},-2]
[344,{"$nulls":12},-2]
[345,{"$nulls":12},-2]
[346,{"$nulls":12},-2]
[347,{"$nulls":12},-2]
[348,{"$nulls":12},-2]
[349,{"$nulls":12},-2]
[350,{"$nulls":12},-2]
[351,{"$nulls":12},-2]
[352,{"$nulls":12},-2]
[353,{"$nulls":12},-2]
[354,{"$nulls":12},-2]
[355,{"$nulls":12},-2]
[356,{"$nulls":12},-2]
[357,{"$nulls":12},-2]
[358,{"$nulls":12},-2]
[359,{"$nulls":12},-2]
[360,{"$nulls":12},-2]
[361,{"$nulls":12},-2]
[362,{"$nulls":12},-2]
[363,{"$nulls":12},-2]
[364,{"$nulls":12},-2]
[365,{"$nulls":12},-2]
[366,{"$nulls":12},-2]
[367,{"$nulls":12},-2]
[368,{"$nulls":12},-2]
[369,{"$nulls":12},-2]
[370,{"$nulls":12},-2]
[371,{"$nulls":12},-2]
[372,{"$nulls":12},-2]
[373,{"$nulls":12},-2]
[374,{"$nulls":12},-2]
[375,{"$nulls":12},-2]
[376,{"$nulls":12},-2]
[377,{"$nulls":12},-2]
[378,{"$nulls":12},-2]
[379,{"$nulls":12},-2]
[380,{"$nulls":12},-2]
[381,{"$nulls":12},-2]
[382,{"$nulls":12},-2]
[383,{"$nulls":12},-2]
[384,{"$nulls":12},-2]
[385,{"$nulls":12},-2]
[386,{"$nulls":12},-2]
[387,{"$nulls":12},-2]
[388,{"$nulls":12},-2]
[389,{"$nulls":12},-2]
[390,{"$nulls":12},-2]
[391,{"$nulls":12},-2]
[392,{"$nulls":12},{"$f":"NETWORKDAYS(B393,M393)+((M393-B393)-INT(M393-B393))-2","v":-2}]
[393,{"$nulls":12},-2]
[394,{"$nulls":12},-2]
[395,{"$nulls":12},-2]
[396,{"$nulls":12},-2]
[397,{"$nulls":12},-2]
[398,{"$nulls":12},-2]
[399,{"$nulls":12},-2]
[400,{"$nulls":12},-2]
[401,{"$nulls":12},-2]
[402,{"$nulls":12},-2]
[403,{"$nulls":12},-2]
[404,{"$nulls":12},-2]
[405,{"$nulls":12},-2]
[406,{"$nulls":12},-2]
[407,{"$nulls":12},-2]
[408,{"$nulls":12},-2]
[409,{"$nulls":12},-2]
[410,{"$nulls":12},-2]
{"$rows_empty":1048160}
[null,":"]

{"sheet":"FEBRERO 2018","index":1,"n_rows":1048572,"n_cols":17,"rows_kept":1048572,"cut":false,"hidden":false,"merged":[]}
["ITEM","FECHA SOLICITADA","EQUIPO","HP","VOLTAJE","RPM","GIRO","DESCARGA","OBSERVACIONES","CLIENTE","OC CLIENTE","CANTIDADES","FECHA DE SALIDA","TIEMPO en DIAS","CODIGO","NUMERO DE PEDIDO","FECHA PLANEACIÓN"]
[1,"2018-02-01T09:00:00","CRVL-T-22",2,"220/1/60",900,null,null,"TG",null,"1-16855",1,"2018-02-01T19:23:00",{"$f":"NETWORKDAYS(B2,M2)+((M2-B2)-INT(M2-B2))-2","v":-0.56736111111240461},"5CRVLT221900TG",198116]
[2,"2018-02-02T09:30:00","C/DAHF2-30/28",7.5,"460/3/60",401,null,null,"LOUVERS, SW, 2 ETAPA FILTROS METALICOS ALMA POLIESTER MERV 7(2-FI-0037)",null,"5702",3,"2018-02-02T17:16:00",-0.67638888888905058,"5CDAHF2328G4LV"]
[3,"2018-02-02T13:25:00","C/DAHF1-12/12",0.25,"220/1/60",605,{"$nulls":4},"180220",2,"2018-02-02T17:16:00",-0.83958333333430346,"5CDAHF11220625",198190]
[4,"2018-02-06T09:19:00","CLT-22",0.75,"460/3/60",775,null,null,"CUBREMOTOR",null,"0170-18",1,"2018-02-06T17:02:00",-0.67847222222189885,"5CLTG22A0775CM"]
[5,"2018-02-08T15:16:00","CRVL-T-18",0.75,"127/1/60",1075,{"$nulls":4},"58446",1,"2018-02-08T20:02:00",-0.80138888888905058,"5CRVLT18501075",198276]
[6,"2018-02-09T09:14:00","CRHLT-12",0.33333333333333331,"127/1/60",1450,null,null,"PV,SW","CINEPOLIS","C. MONUMENTAL ",1,"2018-02-09T17:39:00",-0.64930555555474712,"5CRHLT123145CN"]
[7,"2018-02-09T09:14:00","CRHLT-16",1,"230/3/60",1350,null,null,"PV,SW","CINEPOLIS","C. MONUMENTAL ",1,"2018-02-09T17:39:00",-0.64930555555474712,"5CRHLT16B135CN"]
[8,"2018-02-09T10:32:00","CRVL-T-30",3,"230/3/60",575,{"$nulls":4},"041",1,"2018-02-09T17:39:00",-0.70347222221607808,"5CRVLT30E05750"]
[9,"2018-02-09T15:35:00","HAIT-800 APEX",0.33333333333333331,"230/3/60",570,null,null,"UTILIZAR MOTOR (2-MO-107MPX)",null,"090218-1647",1,"2018-02-09T17:39:00",-0.913888888884685,"5HAIT80013APX"]
[10,"2018-02-12T12:49:00","CLT-10",0.33333333333333331,"220/1/60",1775,null,null,"CUBREMOTOR",null,"212",1,"2018-02-12T16:02:00",-0.86597222222189885,"5CLTG1031775CM",198344]
[11,"2018-02-12T12:49:00","CLT-12",0.25,"230/3/60",975,null,null,"CUBREMOTOR",null,"212",1,"2018-02-12T16:02:00",-0.86597222222189885,"5CLTG1280975CM",198344]
[12,"2018-02-12T13:05:00","RBW-800",1,"440/3/60",1150,null,null,"440V",null,"A-10113",4,"2018-02-12T16:02:00",-0.87708333333284827,"5RBW800440V",198369]
[13,"2018-02-12T16:08:00","CMI-500",1.5,"230/3/60",1150,null,null,"MALLA SUCCION",null,"7455",1,"2018-02-13T10:53:00",0.78125,"5CMI500C1152MA",198385]
[14,"2018-02-12T16:26:00","CLT-15",1,"460/3/60",1550,null,null,"PV,SW","WM","SP INTERLOMAS",1,"2018-02-13T10:53:00",0.76875000000291038,"5CLTG15B1550WM"]
[15,"2018-02-12T16:26:00","CLT-15",1,"460/3/60",1425,null,null,"PV,SW","WM","SP INTERLOMAS",1,"2018-02-13T10:53:00",0.76875000000291038,"5CLTG15B1425WM"]
[16,"2018-02-12T16:26:00","CLT-12",0.75,"460/3/60",1700,null,null,"PV,SW","WM","SP INTERLOMAS",1,"2018-02-13T10:53:00",0.76875000000291038,"5CLTG12A1700WM"]
[17,"2018-02-12T16:26:00","CLT-12",0.25,"127/1/60",1200,null,null,"PV,SW","WM","SP INTERLOMAS",1,"2018-02-13T10:53:00",0.76875000000291038,"5CLTG1221200WM"]
[18,"2018-02-13T11:54:00","CLT-33",5,"230/3/60",725,null,null,"CUBREMOTOR",null,"APL",1,"2018-02-13T15:53:00",-0.83402777777519077,"5CLTG33F0725CM"]
[19,"2018-02-13T15:09:00","CRHL-T-16",0.5,"460/3/60",1000,{"$nulls":4},"OP001081",2,"2018-02-14T07:45:00",0.69166666666569654,"5CRHLT16901000",198414]
[20,"2018-02-13T15:09:00","CRHL-T-18",1.5,"460/3/60",1500,{"$nulls":4},"OP001081",1,"2018-02-14T07:45:00",0.69166666666569654,"5CRHLT18C01500",198414]
[21,"2018-02-13T17:22:00","CRVH-T-16",2,"230/3/60",1750,null,null,"SW,TG",null,"1-16919",1,"2018-02-14T07:45:00",0.59930555555183673,"5CRVHT16D1750S",198423]
[22,"2018-02-13T17:22:00","CRVH-T-18",1.5,"230/3/60",1600,null,null,"SW,TG",null,"1-16919",1,"2018-02-14T07:45:00",0.59930555555183673,"5CRVHT18C1600S",198423]
[23,"2018-02-14T08:39:00","WXT-1250-3-S",3,"230/3/60",610,null,null,"MALLA SUCCION, PERSIANA DE EXTRACCION",null,"500-120218",5,"2018-02-15T09:05:00",1.805555554892635E-2,"5WXT12503PER",198431]
[24,"2018-02-14T11:47:00","C/DAHF2-20/20",5,"230/3/60",725,null,null,"PINT, PV","SF","SOLESTA PUEBLA",1,"2018-02-15T09:05:00",0.88749999999708962,"5CDAHF220F725P",198448]
[25,"2018-02-14T11:47:00","C/DAH-18/18",1.5,"230/3/60",575,null,null,"PINT, PV","SF","SOLESTA PUEBLA",1,"2018-02-15T09:05:00",0.88749999999708962,"5CDAH1818C575P",198448]
[26,"2018-02-14T11:47:00","CLT-26",3,"230/3/60",925,null,null,"CUBREMOTOR, PV, PINT","SF","SOLESTA PUEBLA",1,"2018-02-15T09:05:00",0.88749999999708962,"5CLTG26E09250P",198448]
[27,"2018-02-14T12:08:00","C/DAHF2-18/18",2,"220/3/60",675,null,null,"MOTOR 6 POLOS",null,"180276",8,"2018-02-15T09:05:00",0.87291666665987577,"5CDAHF218D0676",198403]
[28,"2018-02-14T12:08:00","BIL-900",10,"220/3/60",650,null,null,"MOTOR 6 POLOS",null,"180276",2,"2018-02-15T09:05:00",0.87291666665987577,"5BIL900H065000",198403]
[29,"2018-02-14T16:49:00","CMI-450",3,"460/3/60",1800,null,"UB","BDA SUCCIO/BDA DESCARGA",null,"450771226",1,"2018-02-15T09:05:00",0.67777777777519077,"5CMI450E180UBD"]
[30,"2018-02-15T15:26:00","DAL-V-9-1 1/2",1.5,"220/3/60",670,{"$nulls":4},"1423529",1,"2018-02-16T10:23:00",0.78958333333139308,"5UDLVF9C067000",198492]
[31,"2018-02-15T15:26:00","CRVL-T-22",0.75,"220/3/60",675,{"$nulls":4},"1423529",1,"2018-02-16T10:23:00",0.78958333333139308,"5CRVLT22A06750",198492]
[32,"2018-02-15T17:44:00","CMI-450","3","220/3/60","1725",null,"UB",null,null,"74399",1,"2018-02-16T10:23:00",0.69374999999854481,"5CMI450E1725UB"]
[33,"2018-02-15T17:44:00","CMI-560","7 1/2","220/3/60","1539",null,"UB",null,null,"74399",1,"2018-02-16T10:23:00",0.69374999999854481,"5CMI560G1539UB"]
[34,"2018-02-15T17:44:00","CMI-560","5","220/3/60","1477",null,"UB",null,null,"74399",1,"2018-02-16T10:23:00",0.69374999999854481,"5CMI560F1477UB"]
[35,"2018-02-15T17:44:00","CMI-400","1","220/3/60","1581",null,"UB",null,null,"74399",1,"2018-02-16T10:23:00",0.69374999999854481,"5CMI400B1581UB"]
[36,"2018-02-15T17:44:00","CMI-355","1/2","220/3/60","1635",null,"UB",null,null,"74399",1,"2018-02-16T10:23:00",0.69374999999854481,"5CMI35591635UB",198539]
[37,"2018-02-16T18:00:00","CRWL-T-18",0.75,"230/3/60",1250,{"$nulls":4},"001133",1,"2018-02-17T08:30:00",-0.39583333333575865,"5CRWLT18A01250"]
[38,"2018-02-20T08:21:00","CMI-355",3,"220/3/60",2600,{"$nulls":4},"CL01-2017-2",1,"2018-02-20T15:47:00",-0.69027777777955635,"5CMI355E026000",198574]
[39,"2018-02-20T16:19:00","C/DAH-9/9","1/2","127/1","1075",{"$nulls":4},"4000032079",1,"2018-02-21T10:12:00",0.74513888889487134,"5CDAH994010750",198594]
[40,"2018-02-20T16:19:00","BIL-400","2","230/3","1900",null,null,"CUBREMOTOR",null,"4000032079",1,"2018-02-21T15:53:00",0.98194444445107365,"5BIL400D1900CM",198594]
[41,"2018-02-20T16:18:59.995","CMI-560","7 1/2","230/3","1625","CCW",null,"MALLA DESC",null,"4000032079",1,"2018-02-21T10:12:00",0.74513894676056225,"5CMI560G1625MA",198594]
[42,"2018-02-20T16:18:59.995","CMI-315","1/2","127/1","1675",null,null,"MALLA DESC",null,"4000032079",1,"2018-02-21T10:12:00",0.74513894676056225,"5CMI31541675MA",198594]
[43,"2018-02-20T16:18:59.995","CMI-315","1/2","127/1","1525",null,null,"MALLA DESC",null,"4000032079",1,"2018-02-21T10:12:00",0.74513894676056225,"5CMI31541525MA",198594]
[44,"2018-02-20T16:18:59.995","CCK-18/18","3","230/3","750",{"$nulls":4},"4000032079",1,"2018-02-21T10:12:00",0.74513894676056225,"5CCK1818E07500",198594]
[45,"2018-02-20T16:18:59.995","CMI-630","3","230/3","950","CCW",null,"MALLA SUCC",null,"4000032079",1,"2018-02-21T10:12:00",0.74513894676056225,"5CMI630E0951MA",198594]
[46,"2018-02-20T16:18:59.995","CMI-400","1/2","127/1","1075",null,null,"MALLA SUCC",null,"4000032079",1,"2018-02-21T10:12:00",0.74513894676056225,"5CMI40041075MA",198594]
[47,"2018-02-20T16:18:59.995","C/DAH-12/12","3/4","230/3","850",{"$nulls":4},"4000032079",1,"2018-02-21T10:12:00",0.74513894676056225,"5CDAH1212A0850",198594]
[48,"2018-02-21T08:25:00","CRVL-T-28",5,"220/3/60",750,{"$nulls":4},"180322",2,"2018-02-21T14:56:00",-0.72847222222480923,"5CRVLT28F07500",198609]
[49,"2018-02-22T08:18:00","TAT-900/L",5,"230/3/60",1390,null,null,"RECUBIRMIENTO EPOX Y (MOTOR APEX PROPORCIONADO POR EL CLIENTE)",null,"180301",1,"2018-02-22T08:56:00",-0.97361111111240461,"5TAT90014F1EPX",198598]
[50,"2018-02-22T08:38:00","CRVH-T-18",2,"230/3/60",1680,{"$nulls":4},"16626",1,"2018-02-23T11:00:00",9.8611111112404615E-2,"5CRVHT18D01680",198627]
[51,"2018-02-22T13:07:00","BDB-400",3,"460/3/60",2435,null,null,"MOTOR TEFC",null,"18 AB 03",1,"2018-02-23T11:00:00",0.91180555555911269,"5BDBI400E02450",198624]
[52,"2018-02-22T13:07:00","CRHH-T-22",3,"230/3/60",1125,{"$nulls":4},"1-17077",1,"2018-02-23T11:00:00",0.91180555555911269,"5CRHHT22E01125",198639]
[53,"2018-02-22T13:07:00","CRHH-T-10",1,"230/3/60",2500,{"$nulls":4},"1-17077",1,"2018-02-23T11:00:00",0.91180555555911269,"5CRHHT10B02500",198639]
[54,"2018-02-22T16:00:00","BIL-1000","20","220/3","929",{"$nulls":4},"18-6288",2,"2018-02-23T11:00:00",0.79166666667151731,"5BIL1000N09290",198603]
[55,"2018-02-22T16:00:00","DAL-H-9-1 1/2","1 1/2","220/3","610",{"$nulls":4},"18-6288",1,"2018-02-23T11:00:00",0.79166666667151731,"5UDLHF9C061000",198603]
[56,"2018-02-22T15:59:59.995","TAT-630/L","1","220/3","1300",null,null,"PIE SOPORTE",null,"18-6288",1,"2018-02-23T11:00:00",0.79166672453720821,"5TAT630L130PS",198603]
[57,"2018-02-22T15:59:59.995","TAT-1000/L","5","460/3","1400",null,null,"PIE SOPORTE",null,"18-6288",1,"2018-02-23T11:00:00",0.79166672453720821,"5TAT1000L140PS",198603]
[58,"2018-02-22T15:59:59.995","CLT-30","2","220/3","700",{"$nulls":4},"18-6288",1,"2018-02-23T11:00:00",0.79166672453720821,"5CLTG30D070000",198603]
[59,"2018-02-22T15:59:59.995","CLT-22","5","220/3","1300",null,null,"CUBREMOTOR",null,"18-6288",1,"2018-02-23T11:00:00",0.79166672453720821,"5CLTG22F1300CM",198603]
[60,"2018-02-22T15:59:59.995","CLT-28","5","220/3","875",null,null,"CUBREMOTOR",null,"18-6288",1,"2018-02-23T11:00:00",0.79166672453720821,"5CLTG28F0876CM",198603]
[61,"2018-02-22T15:59:59.995","CLT-7","1/3","220/3","2125",null,null,"CUBREMOTOR",null,"18-6288",1,"2018-02-23T11:00:00",0.79166672453720821,"5CLTG7T02125CM",198603]
[62,"2018-02-23T09:38:00","CMI-250","1/2","127/1/60","2300",null,null,"MALLA DESC",null,"41",1,"2018-02-23T15:47:00",-0.74375000000145519,"5CMI25092301MA",198623]
[63,"2018-02-23T09:38:00","CMI-280","1","220/3/60","2550",null,null,"MALLA DESC",null,"41",1,"2018-02-23T15:47:00",-0.74375000000145519,"5CMI280B2550MA",198623]
[64,"2018-02-23T09:37:59.995","CMI-315","3/4","220/3/60","1925",null,null,"MALLA DESC",null,"41",1,"2018-02-23T15:47:00",-0.74374994213576429,"5CMI315A1925MA",198623]
[65,"2018-02-23T09:37:59.995","CMI-500","1","220/3/60","1025",null,null,"MALLA DESC",null,"41",1,"2018-02-23T15:47:00",{"$f":"NETWORKDAYS(B66,M66)+((M66-B66)-INT(M66-B66))-2","v":-0.74374994213576429},"5CMI500B1025MA",198623]
[66,"2018-02-23T09:37:59.995","CMI-315","1/3","127/1/60","1450",null,null,"MALLA DESC",null,"41",1,"2018-02-23T15:47:00",-0.74374994213576429,"5CMI31531450MA",198623]
[67,"2018-02-23T09:37:59.995","CMI-315","1/2","127/1/60","1700",null,null,"MALLA DESC",null,"41",1,"2018-02-23T15:47:00",-0.74374994213576429,"5CMI31541700MA",198623]
[68,"2018-02-23T09:37:59.995","CMI-280","1/4","127/1/60","1625",null,null,"MALLA DESC",null,"41",1,"2018-02-23T15:47:00",-0.74374994213576429,"5CMI28021625MA",198623]
[69,"2018-02-23T09:37:59.995","CMI-355","3/4","220/3/60","1525",null,null,"MALLA DESC",null,"41",1,"2018-02-23T15:47:00",-0.74374994213576429,"5CMI355A1525MA",198623]
[70,"2018-02-23T09:37:59.995","CMI-280","1/4","127/1/60","1275",null,null,"MALLA DESC",null,"41",1,"2018-02-23T15:47:00",-0.74374994213576429,"5CMI28021275MA",198623]
[71,"2018-02-23T09:37:59.995","CRVL-T-16","1/2","127/1/60","1150",null,null,"REJ PROT, TG",null,"41",1,"2018-02-23T15:47:00",-0.74374994213576429,"5CRVLT164115TG",198623]
[72,"2018-02-23T09:37:59.995","CRHL-T-24","1/2","127/1/60","575",{"$nulls":4},"41",1,"2018-02-23T15:47:00",-0.74374994213576429,"5CRHLT24405750",198623]
[73,"2018-02-23T09:37:59.995","CMI-250","1/4","127/1/60","1800",null,null,"MALLA DESC",null,"41",1,"2018-02-23T15:47:00",-0.74374994213576429,"5CMI25021800MA",198623]
[74,"2018-02-23T09:37:59.995","CMI-355","3/4","220/3/60","1575",null,null,"MALLA DESC",null,"41",1,"2018-02-23T15:47:00",-0.74374994213576429,"5CMI355A1575MA",198623]
[75,"2018-02-23T09:37:59.995","CMI-400","1","220/3/60","1475",null,null,"MALLA DESC",null,"41",1,"2018-02-23T15:47:00",-0.74374994213576429,"5CMI400B1475MA",198623]
[76,"2018-02-23T09:37:59.995","CMI-355","3/4","220/3/60","1550",null,null,"MALLA DESC",null,"41",1,"2018-02-23T15:47:00",-0.74374994213576429,"5CMI355A1550MA",198623]
[77,"2018-02-23T09:37:59.995","CRVL-T-12","1/4","127/1/60","1200",null,null,"REJ PROT, TG",null,"41",1,"2018-02-23T15:47:00",-0.74374994213576429,"5CRVLT122120TG",198623]
[78,"2018-02-23T09:37:59.995","CRVL-T-12","1/4","127/1/60","1450",null,null,"REJ PROT, TG",null,"41",1,"2018-02-23T15:47:00",-0.74374994213576429,"5CRVLT122145TG",198623]
[79,"2018-02-23T09:37:59.995","C/DAHF1-12/12","1/2","127/1/60","975",null,null,"PV, 1 ETAPA FILTROS PLISADO MERV 8",null,"41",1,"2018-02-23T15:47:00",-0.74374994213576429,"5CDAHF11240976",198623]
[80,"2018-02-23T09:37:59.995","C/DAHF1-9/9","3/4","230/3/60","1350",null,null,"PV, 1 ETAPA FILTROS PLISADO MERV 8",null,"41",1,"2018-02-23T15:47:00",-0.74374994213576429,"5CDAHF19951350",198623]
[81,"2018-02-23T09:37:59.995","C/DAHF1-12/12",0.75,"220/3/60",1000,null,null,"PV, 1 ETAPA FILTROS PLISADO MERV 8",null,"41",1,"2018-02-23T15:47:00",-0.74374994213576429,"5CDAHF112A1001",198623]
[82,"2018-02-23T09:37:59.995","C/DAHF1-12/12",0.75,"220/3/60",1075,null,null,"PV, 1 ETAPA FILTROS PLISADO MERV 8",null,"41",1,"2018-02-23T15:47:00",-0.74374994213576429,"5CDAHF112A1075",198623]
[83,"2018-02-23T09:37:59.995","C/DAHF1-12/12",0.75,"220/3/60",975,null,null,"PV, 1 ETAPA FILTROS PLISADO MERV 8",null,"41",1,"2018-02-23T15:47:00",-0.74374994213576429,"5CDAHF112A0976",198623]
[84,"2018-02-23T09:37:59.995","CLT-15",0.75,"220/3/60",875,null,null,"CUBREMOTOR",null,"41",1,"2018-02-23T15:47:00",-0.74374994213576429,"5CLTG15A0875CM",198623]
[85,"2018-02-23T09:37:59.995","CLT-15",0.75,"220/3/60",900,null,null,"CUBREMOTOR",null,"41",1,"2018-02-23T15:47:00",-0.74374994213576429,"5CLTG15A0900CM",198623]
[86,"2018-02-23T12:44:00","CCR-10/10","1/2","220/1/60","950",{"$nulls":4},"4500030463",1,"2018-02-24T09:56:00",-0.11666666666133096,"5CCR1010409500",198635]
[87,"2018-02-23T12:44:00","CCR-10/10","1/2","220/1/60","1000",{"$nulls":4},"4500030463",1,"2018-02-24T09:56:00",-0.11666666666133096,"5CCR1010401000",198635]
[88,"2018-02-23T12:43:59.995","CCR-10/10","1 1/2","220/3/60","1050",{"$nulls":4},"4500030463",1,"2018-02-24T09:56:00",-0.11666660879564006,"5CCR1010C01050",198635]
[89,"2018-02-23T12:43:59.995","CCR-10/10","3/4","220/1/60","895",{"$nulls":4},"4500030463",1,"2018-02-24T09:56:00",-0.11666660879564006,"5CCR1010508950",198635]
[90,"2018-02-23T12:43:59.995","CCR-10/10","1","220/3/60","965",{"$nulls":4},"4500030463",1,"2018-02-24T09:56:00",-0.11666660879564006,"5CCR1010B09650",198635]
[91,"2018-02-23T12:43:59.995","CCR-10/10","3/4","220/1/60","940",{"$nulls":4},"4500030463",1,"2018-02-24T09:56:00",-0.11666660879564006,"5CCR1010509400",198635]
[92,"2018-02-23T12:43:59.995","CCL-18/18","3","220/3/60","650",{"$nulls":4},"4500030463",1,"2018-02-24T09:56:00",-0.11666660879564006,"5CCL1818E06500",198635]
[93,"2018-02-23T12:43:59.995","CMI-355","3/4","220/3/60","1342",{"$nulls":4},"4500030463",1,"2018-02-24T09:56:00",-0.11666660879564006,"5CMI355A013420",198635]
[94,"2018-02-23T12:43:59.995","CMI-355","3","220/3/60","2750",{"$nulls":4},"4500030463",1,"2018-02-24T09:56:00",-0.11666660879564006,"5CMI355E027500",198635]
[95,"2018-02-23T16:06:00","C/DAH-18/18","1 1/2","230/3/60","650",{"$nulls":4},"18 AB 004",1,"2018-02-24T09:56:00",-0.25694444443797693,"5CDAH1818C0650"]
[96,"2018-02-23T16:06:00","CMI-500","3/4","460/3/60","925","CCW","UB",null,null,"18 AB 004",1,"2018-02-24T09:56:00",-0.25694444443797693,"5CMI500A0926UB"]
[97,"2018-02-23T16:06:00","CRHH-T-24","2","460/3/60","975",{"$nulls":4},"18 AB 004",1,"2018-02-24T09:56:00",-0.25694444443797693,"5CRHHT24D09750"]
[98,"2018-02-23T16:15:00","DAL-H-16-3",3,"230/3/60",450,{"$nulls":4},"42394",1,"2018-02-24T09:56:00",-0.26319444444379769,"5UDLHF16E04500",198713]
[99,"2018-02-23T16:15:00","DAL-H-25-5",5,"230/3/60",425,{"$nulls":4},"42394",1,"2018-02-24T09:56:00",-0.26319444444379769,"5UDLHF25F04250",198714]
[100,"2018-02-26T08:02:00","DA-20/20","-","-","-",null,null,"S/M S/TRANS PINTADO",null,"406",8,"2018-02-27T17:52:00",0.40972222221898846,"5DA2020000PINT",198683]
[101,"2018-02-26T08:28:00","CMI-250",0.5,"127/1/60",2300,null,null,"MALLA DESC",null,"41",1,"2018-02-26T10:56:00",-0.89722222222189885,"5CMI25042300MA",198623]
[102,"2018-02-26T08:28:00","C/DAHF1-9/9",0.75,"230/3/60",1350,null,null,"PV, 1 ETAPA FILTROS PLISADO MERV 8",null,"41",1,"2018-02-26T10:56:00",-0.89722222222189885,"5CDAHF199A1308",198623]
[103,"2018-02-26T08:28:00","CMI-500",0.75,"460/3/60",925,"CCW","UB","MOTOR TEFC 2-MO-061",null,"18 AB 004",1,"2018-02-27T16:25:00",0.33125000000291038,"5CMI500A0927UB",198720]
[104,"2018-02-26T10:52:00","CMI-450",1.5,"230/3/60",1350,{"$nulls":4},"85848",1,"2018-02-27T16:25:00",0.23125000000436557,"5CMI450C013500",198741]
[105,"2018-02-26T10:52:00","C/DAV-12/12",1,"220/1/60",925,{"$nulls":4},"CDC455",1,"2018-02-27T16:25:00",0.23125000000436557,"5CDAV121260925"]
[106,"2018-02-26T14:56:00","CLT-10",1,"220/3/60",2325,null,null,"CUBREMOTOR",null,"15814",1,"2018-02-27T16:25:00",6.1805555560567882E-2,"5CLTG10B2325CM",198668]
[107,"2018-02-26T14:56:00","CME-250",0.5,"220/3/60",2550,null,"BH","MOTOR APEX, ARREGLO ANTICHISPA AMCA \"C\"",null,"15814",1,"2018-02-27T16:25:00",6.1805555560567882E-2,"5CME2509255APX",198668]
[108,"2018-02-26T14:56:00","CME-800",7.5,"220/3/60",900,"CCW",null,"MOTOR APEX, ARREGLO ANTICHISPA AMCA \"C\"",null,"15814",1,"2018-02-27T16:25:00",6.1805555560567882E-2,"5CME800G900APX",198668]
[109,"2018-02-26T16:08:00","CLTG-26",3,"480/3/60",902,null,null,"CUBIERTA MOTOR, MOTOR 480 VOLTS (2-MO-3480V)","APL","TREN INTERURBANO",4,"2018-02-27T16:25:00",1.1805555557657499E-2,"5CLTG26E0902CM"]
[110,"2018-02-26T16:10:00","CLTG-28",5,"480/3/60",870,null,null,"CUBIERTA MOTOR, MOTOR 480 VOLTS (2-MO-5480V)","APL","TREN INTERURBANO",13,"2018-02-27T16:25:00",1.0416666671517305E-2,"5CLTG28F0870CM"]
[111,"2018-02-26T16:25:00","CDAHF1-12/12",0.75,"460/3/60",900,null,null,"PV,SW,LV","WM","SC LAS ANTENAS",1,"2018-02-27T16:25:00",0,"5CDAHF112A90WM"]
[112,"2018-02-26T16:26:00","CDAHF1-12/12",2,"460/3/60",1075,null,null,"PV,SW,LV","WM","SC LAS ANTENAS",1,"2018-02-27T16:25:00",0.99930555556056788,"5CDAHF112D01WM"]
[113,"2018-02-26T16:28:00","CDAHF1-12/12",3,"460/3/60",1150,null,null,"PV,SW,LV","WM","SC LAS ANTENAS",1,"2018-02-27T16:25:00",0.99791666666715173,"5CDAHF112E11WM"]
[114,"2018-02-26T16:29:00","CDAHF1-12/12",3,"460/3/60",1225,null,null,"PV,SW,LV","WM","SC LAS ANTENAS",1,"2018-02-27T16:25:00",0.99722222222771961,"5CDAHF112E12WM"]
[115,"2018-02-27T08:22:00","CMI-630",5,"220/3/60",1075,"CCW",null,null,null,"1356",1,"2018-02-27T22:20:00",-0.4180555555576575,"5CMI630F10750I",197420]
[116,"2018-02-27T08:22:00","CMI-1000",15,"220/3/60",740,"CCW",null,null,null,"1356",1,"2018-02-27T22:20:00",-0.4180555555576575,"5CMI1000M0740I",197420]
[117,"2018-02-27T14:45:00","WXT-1500-10S",10,"460/3/60",550,null,null,"MALLA SUCCION, PTA FILTRO-FILTROS METALICOS",null,"2227",2,"2018-02-28T15:41:00",3.8888888884685002E-2,"5WXT1500H550MA",198779]
[118,"2018-02-27T14:45:00","WXT-1000-1 1/2S",1.5,"460/3/60",700,null,null,"MALLA SUCCION, PTA FILTRO-FILTROS METALICOS",null,"2227",1,"2018-02-28T15:41:00",3.8888888884685002E-2,"5WXT1000C700MA",198779]
[119,"2018-02-27T15:45:00","CRHL-T-30",1,"460/3/60",416,{"$nulls":4},"1-17120",8,"2018-02-27T22:20:00",-0.72569444444525288,"5CRHLT30B04160",198784]
[120,"2018-02-27T17:09:00","CRVL-T-10",0.25,"230/3/60",1475,null,null,"MOTOR APEX (2-MO-705)",null,"18 AC 001",1,"2018-02-27T22:20:00",-0.78402777777955635,"5CRVLT10814APX",198786]
[121,"2018-02-27T17:12:00","CMI-280",0.5,"127/1/60",2000,null,null,"PV,SW,TD, MALLA EN DESC","WM","BA MULTIPLAZA",1,"2018-02-27T22:20:00",-0.78611111111240461,"5CMI28042001WM"]
[122,"2018-02-27T17:12:00","CMI-630",3,"460/3/60",975,null,"UB","PV,SW,TD, MALLA EN DESC","WM","BA MULTIPLAZA",1,"2018-02-27T22:20:00",-0.78611111111240461,"5CMI630E0976WM"]
[123,"2018-02-27T17:12:00","CMI-400",1,"460/3/60",1400,null,"UB","PV,SW,TD, MALLA EN DESC","WM","BA MULTIPLAZA",1,"2018-02-27T22:20:00",-0.78611111111240461,"5CMI400B1401WM"]
[124,"2018-02-27T17:12:00","CMI-355",0.75,"460/3/60",1500,null,"UB","PV,SW,TD, MALLA EN DESC","WM","BA MULTIPLAZA",1,"2018-02-27T22:20:00",-0.78611111111240461,"5CMI355A1501WM"]
[125,"2018-02-27T17:12:00","CMI-250",0.25,"127/1/60",1850,null,null,"PV,SW,TD, MALLA EN DESC","WM","BA MULTIPLAZA",1,"2018-02-27T22:20:00",-0.78611111111240461,"5CMI25021849WM"]
[126,"2018-02-27T17:12:00","CRHLT-20",0.25,"127/1/60",625,null,null,"PV,SW ","WM","BA MULTIPLAZA",1,"2018-02-27T22:20:00",-0.78611111111240461,"5CRHLT202625WM"]
[127,"2018-02-27T17:12:00","CMI-315",0.5,"127/1/60",1700,null,"UB","PV,SW,TD, MALLA EN DESC","WM","BA MULTIPLAZA",1,"2018-02-27T22:20:00",-0.78611111111240461,"5CMI31541702WM"]
[128,"2018-02-27T17:12:00","CDAHF1-20/20",1.5,"460/3/60",300,null,null,"PV,SW,LV","WM","BA MULTIPLAZA",1,"2018-02-27T22:20:00",-0.78611111111240461,"5CDAHF120C30WM"]
[129,"2018-02-27T17:12:00","CDAHF1-12/12",0.33333333333333331,"127/1/60",575,null,null,"PV,SW,LV","WM","BA MULTIPLAZA",1,"2018-02-27T22:20:00",{"$f":"NETWORKDAYS(B130,M130)+((M130-B130)-INT(M130-B130))-2","v":-0.78611111111240461},"5CDAHF112357WM"]
[130,"2018-02-27T17:12:00","CDAHF1-12/12",0.25,"127/1/60",500,null,null,"PV,SW,LV","WM","BA MULTIPLAZA",1,"2018-02-27T22:20:00",-0.78611111111240461,"5CDAHF112250WM"]
[131,"2018-02-28T08:44:00","CMI-400",1,"230/3/60",1625,null,"UB","PV,SW,TD","WM","BA VILLA ASUNCIÓN ",1,"2018-03-01T20:29:00",0.48958333333575865,"5CMI400B1625WM"]
[132,"2018-02-28T08:44:00","CMI-500",2,"230/3/60",1325,null,"UB","PV,SW,TD","WM","BA VILLA ASUNCIÓN ",1,"2018-03-01T20:29:00",0.48958333333575865,"5CMI500D1325WM"]
[133,"2018-02-28T08:45:00","CMI-315",0.33333333333333331,"127/1/60",1575,null,null,"PV,SW,TD","WM","BA VILLA ASUNCIÓN ",1,"2018-03-01T20:29:00",0.48888888888905058,"5CMI31531576WM"]
[134,"2018-02-28T08:46:00","CMI-355",0.75,"230/3/60",1600,null,"UB","PV,SW,TD","WM","BA VILLA ASUNCIÓN ",1,"2018-03-01T20:29:00",0.48819444444961846,"5CMI355A1603WM"]
[135,"2018-02-28T08:48:00","CRHLT-14",0.25,"127/1/60",925,null,null,"PV,SW","WM","BA VILLA ASUNCIÓN ",1,"2018-03-01T20:29:00",0.48680555555620231,"5CRHLT142925WM"]
[136,"2018-02-28T08:50:00","CDAVF1-22/22",1,"220/3/60",325,null,null,"PV,SW","WM","BA VILLA ASUNCIÓN ",1,"2018-03-01T20:29:00",0.48541666667006211,"5CDAVF122B32WM"]
[137,"2018-02-28T12:21:00","CRWL-T-20",1.5,"220/1/60",1175,{"$nulls":4},"7596",1,"2018-03-01T20:29:00",0.33888888889487134,"5CRWLT20701175",198811]
[138,"2018-02-28T14:56:00","C/DAHF1-7/7",0.5,"460/3/60",1500,null,null,"MOTOR TEFC (2-MO-060)",null,"18 AB 007",2,"2018-03-01T20:29:00",0.23125000000436557,"5CDAHF17791500"]
[139,"2018-02-28T15:21:00","CCK-10/10",0.75,"220/1/60",895,{"$nulls":4},"OCG56353",1,"2018-03-01T20:29:00",0.21388888889487134,"5CCK1010508950",198821]
[140,"2018-02-28T18:40:00","DAL-9-H-1/2",0.5,"220/3/60",702,{"$nulls":4},"A-10123",1,"2018-03-01T20:29:00",7.5694444443797693E-2,"5UDLHF99070200",198842]
[141,"2018-02-28T18:40:00","CMI-500",2,"220/3/60",1266,"CCW",null,null,null,"A-10123",1,"2018-03-01T20:29:00",7.5694444443797693E-2,"5CMI500D12660I",198842]
[142,{"$nulls":12},-2]
[143,{"$nulls":12},-2]
[144,{"$nulls":12},-2]
[145,{"$nulls":12},-2]
[146,{"$nulls":12},-2]
[147,{"$nulls":12},-2]
[148,{"$nulls":12},-2]
[149,{"$nulls":12},-2]
[150,{"$nulls":12},-2]
[151,{"$nulls":12},-2]
[152,{"$nulls":12},-2]
[153,{"$nulls":12},-2]
[154,{"$nulls":12},-2]
[155,{"$nulls":12},-2]
[156,{"$nulls":12},-2]
[157,{"$nulls":12},-2]
[158,{"$nulls":12},-2]
[159,{"$nulls":12},-2]
[160,{"$nulls":12},-2]
[161,{"$nulls":12},-2]
[162,{"$nulls":12},-2]
[163,{"$nulls":12},-2]
[164,{"$nulls":12},-2]
[165,{"$nulls":12},-2]
[166,{"$nulls":12},-2]
[167,{"$nulls":12},-2]
[168,{"$nulls":12},-2]
[169,{"$nulls":12},-2]
[170,{"$nulls":12},-2]
[171,{"$nulls":12},-2]
[172,{"$nulls":12},-2]
[173,{"$nulls":12},-2]
[174,{"$nulls":12},-2]
[175,{"$nulls":12},-2]
[176,{"$nulls":12},-2]
[177,{"$nulls":12},-2]
[178,{"$nulls":12},-2]
[179,{"$nulls":12},-2]
[180,{"$nulls":12},-2]
[181,{"$nulls":12},-2]
[182,{"$nulls":12},-2]
[183,{"$nulls":12},-2]
[184,{"$nulls":12},-2]
[185,{"$nulls":12},-2]
[186,{"$nulls":12},-2]
[187,{"$nulls":12},-2]
[188,{"$nulls":12},-2]
[189,{"$nulls":12},-2]
[190,{"$nulls":12},-2]
[191,{"$nulls":12},-2]
[192,{"$nulls":12},-2]
[193,{"$nulls":12},{"$f":"NETWORKDAYS(B194,M194)+((M194-B194)-INT(M194-B194))-2","v":-2}]
[194,{"$nulls":12},-2]
[195,{"$nulls":12},-2]
[196,{"$nulls":12},-2]
[197,{"$nulls":12},-2]
[198,{"$nulls":12},-2]
[199,{"$nulls":12},-2]
[200,{"$nulls":12},-2]
[201,{"$nulls":12},-2]
[202,{"$nulls":12},-2]
[203,{"$nulls":12},-2]
[204,{"$nulls":12},-2]
[205,{"$nulls":12},-2]
[206,{"$nulls":12},-2]
[207,{"$nulls":12},-2]
[208,{"$nulls":12},-2]
[209,{"$nulls":12},-2]
[210,{"$nulls":12},-2]
[211,{"$nulls":12},-2]
[212,{"$nulls":12},-2]
[213,{"$nulls":12},-2]
[214,{"$nulls":12},-2]
[215,{"$nulls":12},-2]
[216,{"$nulls":12},-2]
[217,{"$nulls":12},-2]
[218,{"$nulls":12},-2]
[219,{"$nulls":12},-2]
[220,{"$nulls":12},-2]
[221,{"$nulls":12},-2]
[222,{"$nulls":12},-2]
[223,{"$nulls":12},-2]
[224,{"$nulls":12},-2]
[225,{"$nulls":12},-2]
[226,{"$nulls":12},-2]
[227,{"$nulls":12},-2]
[228,{"$nulls":12},-2]
[229,{"$nulls":12},-2]
[230,{"$nulls":12},-2]
[231,{"$nulls":12},-2]
[232,{"$nulls":12},-2]
[233,{"$nulls":12},-2]
[234,{"$nulls":12},-2]
[235,{"$nulls":12},-2]
[236,{"$nulls":12},-2]
[237,{"$nulls":12},-2]
[238,{"$nulls":12},-2]
[239,{"$nulls":12},-2]
[240,{"$nulls":12},-2]
[241,{"$nulls":12},-2]
[242,{"$nulls":12},-2]
[243,{"$nulls":12},-2]
[244,{"$nulls":12},-2]
[245,{"$nulls":12},-2]
[246,{"$nulls":12},-2]
[247,{"$nulls":12},-2]
[248,{"$nulls":12},-2]
[249,{"$nulls":12},-2]
[250,{"$nulls":12},-2]
[251,{"$nulls":12},-2]
[252,{"$nulls":12},-2]
[253,{"$nulls":12},-2]
[254,{"$nulls":12},-2]
[255,{"$nulls":12},-2]
[256,{"$nulls":12},-2]
[257,{"$nulls":12},{"$f":"NETWORKDAYS(B258,M258)+((M258-B258)-INT(M258-B258))-2","v":-2}]
[258,{"$nulls":12},-2]
[259,{"$nulls":12},-2]
[260,{"$nulls":12},-2]
[261,{"$nulls":12},-2]
[262,{"$nulls":12},-2]
[263,{"$nulls":12},-2]
[264,{"$nulls":12},-2]
[265,{"$nulls":12},-2]
[266,{"$nulls":12},-2]
[267,{"$nulls":12},-2]
[268,{"$nulls":12},-2]
[269,{"$nulls":12},-2]
[270,{"$nulls":12},-2]
[271,{"$nulls":12},-2]
[272,{"$nulls":12},-2]
[273,{"$nulls":12},-2]
[274,{"$nulls":12},-2]
[275,{"$nulls":12},-2]
[276,{"$nulls":12},-2]
[277,{"$nulls":12},-2]
[278,{"$nulls":12},-2]
[279,{"$nulls":12},-2]
[280,{"$nulls":12},-2]
[281,{"$nulls":12},-2]
[282,{"$nulls":12},-2]
[283,{"$nulls":12},-2]
[284,{"$nulls":12},-2]
[285,{"$nulls":12},-2]
[286,{"$nulls":12},-2]
[287,{"$nulls":12},-2]
[288,{"$nulls":12},-2]
[289,{"$nulls":12},-2]
[290,{"$nulls":12},-2]
[291,{"$nulls":12},-2]
[292,{"$nulls":12},-2]
[293,{"$nulls":12},-2]
[294,{"$nulls":12},-2]
[295,{"$nulls":12},-2]
[296,{"$nulls":12},-2]
[297,{"$nulls":12},-2]
[298,{"$nulls":12},-2]
[299,{"$nulls":12},-2]
[300,{"$nulls":12},-2]
[301,{"$nulls":12},-2]
[302,{"$nulls":12},-2]
[303,{"$nulls":12},-2]
[304,{"$nulls":12},-2]
[305,{"$nulls":12},-2]
[306,{"$nulls":12},-2]
[307,{"$nulls":12},-2]
[308,{"$nulls":12},-2]
[309,{"$nulls":12},-2]
[310,{"$nulls":12},-2]
[311,{"$nulls":12},-2]
[312,{"$nulls":12},-2]
[313,{"$nulls":12},-2]
[314,{"$nulls":12},-2]
[315,{"$nulls":12},-2]
[316,{"$nulls":12},-2]
[317,{"$nulls":12},-2]
[318,{"$nulls":12},-2]
[319,{"$nulls":12},-2]
[320,{"$nulls":12},-2]
[321,{"$nulls":12},{"$f":"NETWORKDAYS(B322,M322)+((M322-B322)-INT(M322-B322))-2","v":-2}]
[322,{"$nulls":12},-2]
[323,{"$nulls":12},-2]
[324,{"$nulls":12},-2]
[325,{"$nulls":12},-2]
[326,{"$nulls":12},-2]
[327,{"$nulls":12},-2]
[328,{"$nulls":12},-2]
[329,{"$nulls":12},-2]
[330,{"$nulls":12},-2]
[331,{"$nulls":12},-2]
[332,{"$nulls":12},-2]
[333,{"$nulls":12},-2]
[334,{"$nulls":12},-2]
[335,{"$nulls":12},-2]
[336,{"$nulls":12},-2]
[337,{"$nulls":12},-2]
[338,{"$nulls":12},-2]
[339,{"$nulls":12},-2]
[340,{"$nulls":12},-2]
[341,{"$nulls":12},-2]
[342,{"$nulls":12},-2]
[343,{"$nulls":12},-2]
[344,{"$nulls":12},-2]
[345,{"$nulls":12},-2]
[346,{"$nulls":12},-2]
[347,{"$nulls":12},-2]
[348,{"$nulls":12},-2]
[349,{"$nulls":12},-2]
[350,{"$nulls":12},-2]
[351,{"$nulls":12},-2]
[352,{"$nulls":12},-2]
[353,{"$nulls":12},-2]
[354,{"$nulls":12},-2]
[355,{"$nulls":12},-2]
[356,{"$nulls":12},-2]
[357,{"$nulls":12},-2]
[358,{"$nulls":12},-2]
[359,{"$nulls":12},-2]
[360,{"$nulls":12},-2]
[361,{"$nulls":12},-2]
[362,{"$nulls":12},-2]
[363,{"$nulls":12},-2]
[364,{"$nulls":12},-2]
[365,{"$nulls":12},-2]
[366,{"$nulls":12},-2]
[367,{"$nulls":12},-2]
[368,{"$nulls":12},-2]
[369,{"$nulls":12},-2]
[370,{"$nulls":12},-2]
[371,{"$nulls":12},-2]
[372,{"$nulls":12},-2]
[373,{"$nulls":12},-2]
[374,{"$nulls":12},-2]
[375,{"$nulls":12},-2]
[376,{"$nulls":12},-2]
[377,{"$nulls":12},-2]
[378,{"$nulls":12},-2]
[379,{"$nulls":12},-2]
[380,{"$nulls":12},-2]
[381,{"$nulls":12},-2]
[382,{"$nulls":12},-2]
[383,{"$nulls":12},-2]
[384,{"$nulls":12},-2]
[385,{"$nulls":12},{"$f":"NETWORKDAYS(B386,M386)+((M386-B386)-INT(M386-B386))-2","v":-2}]
[386,{"$nulls":12},-2]
[387,{"$nulls":12},-2]
[388,{"$nulls":12},-2]
[389,{"$nulls":12},-2]
[390,{"$nulls":12},-2]
[391,{"$nulls":12},-2]
[392,{"$nulls":12},-2]
[393,{"$nulls":12},-2]
[394,{"$nulls":12},-2]
[395,{"$nulls":12},-2]
[396,{"$nulls":12},-2]
[397,{"$nulls":12},-2]
[398,{"$nulls":12},-2]
[399,{"$nulls":12},-2]
[400,{"$nulls":12},-2]
[401,{"$nulls":12},-2]
[402,{"$nulls":12},-2]
[403,{"$nulls":12},-2]
[404,{"$nulls":12},-2]
[405,{"$nulls":12},-2]
[406,{"$nulls":12},-2]
[407,{"$nulls":12},-2]
[408,{"$nulls":12},-2]
[409,{"$nulls":12},-2]
[410,{"$nulls":12},-2]
{"$rows_empty":1048160}
[null,":"]

{"sheet":"MARZO 2018","index":2,"n_rows":1048571,"n_cols":17,"rows_kept":1048571,"cut":false,"hidden":false,"merged":[]}
["ITEM","FECHA SOLICITADA","EQUIPO","HP","VOLTAJE","RPM","GIRO","DESCARGA","OBSERVACIONES","CLIENTE","OC CLIENTE","CANTIDADES","FECHA DE SALIDA","TIEMPO en DIAS","CODIGO","NUMERO DE PEDIDO","FECHA PLANEACIÓN"]
[1,"2018-03-01T09:20:00","HIT-1000","1/2","480/3/60","400",null,null,"CON MOTOR 2-MO-1240","APL","TREN INTERURBANO",8,"2018-03-01T20:29:00",{"$f":"NETWORKDAYS(B2,M2)+((M2-B2)-INT(M2-B2))-2","v":-0.53541666666569654},"5HIT100090400"]
[2,"2018-03-01T09:20:00","HIT-1250","3/4","480/3/60","400",null,null,"CON MOTOR 2-MO-3440","APL","TREN INTERURBANO",35,"2018-03-01T20:29:00",-0.53541666666569654,"5HIT1250A400"]
[3,"2018-03-01T16:56:00","CRVL-T-18",0.75,"127/1/60",1125,{"$nulls":4},"7629",1,"2018-03-01T20:29:00",-0.85208333333139308,"5CRVLT18501125",198866]
[4,"2018-03-02T08:42:00","HXT/6-630/L",0.5,"480/3/60",1150,null,null,"CON MOTOR 2-MO-1260","APL","TREN INTERURBANO",71,"2018-03-02T22:44:00",-0.41527777777810115,"5HXT6630901150"]
[5,"2018-03-02T11:50:00","CDAH-12/12","1/2","230/3/60","825",{"$nulls":4},"OC 015A-2018",1,"2018-03-02T22:44:00",-0.54583333332993789,"5CDAH121290825"]
[6,"2018-03-02T11:50:00","CDAH-15/15","1.5","230/3/60","725",{"$nulls":4},"OC 015A-2018",1,"2018-03-02T22:44:00",-0.54583333332993789,"5CDAH1515C0725"]
[7,"2018-03-02T11:50:00","CDAH-12/12","3/4","230/3/60","900",{"$nulls":4},"OC 015A-2018",1,"2018-03-02T22:44:00",-0.54583333332993789,"5CDAH1212A0900"]
[8,"2018-03-02T12:33:00","C/DAH-10/10",0.75,"230/3/60",1025,{"$nulls":4},"OC 015C-2018",1,"2018-03-02T22:44:00",-0.57569444444379769,"5CDAH1010A1025"]
[9,"2018-03-02T12:33:00","C/DAH-12/12",0.75,"230/3/60",825,{"$nulls":4},"OC 015C-2018",1,"2018-03-02T22:44:00",-0.57569444444379769,"5CDAH1212A0825"]
[10,"2018-03-02T12:33:00","C/DAH-12/12",0.75,"230/3/60",825,{"$nulls":4},"OC 015C-2018",1,"2018-03-02T22:44:00",-0.57569444444379769,"REPETIDO"]
[11,"2018-03-02T12:33:00","C/DAH-7/7",0.33333333333333331,"230/3/60",1225,{"$nulls":4},"OC 015C-2018",1,"2018-03-02T22:44:00",-0.57569444444379769,"5CDAH77T012250"]
[12,"2018-03-02T12:33:00","C/DAH-9/9",0.75,"230/3/60",1175,{"$nulls":4},"OC 015C-2018",1,"2018-03-02T22:44:00",-0.57569444444379769,"5CDAH99A011750"]
[13,"2018-03-02T12:33:00","C/DAH-9/9",0.75,"230/3/60",1150,{"$nulls":4},"OC 015C-2018",1,"2018-03-02T22:44:00",-0.57569444444379769,"5CDAH99A011500"]
[14,"2018-03-02T12:33:00","C/DAH-9/9",0.75,"230/3/60",1125,{"$nulls":4},"OC 015C-2018",1,"2018-03-02T22:44:00",-0.57569444444379769,"5CDAH99A011250"]
[15,"2018-03-02T13:23:00","CDAH-10/10",0.75,"230/3/60",925,{"$nulls":4},"OC 015D-2018",1,"2018-03-02T22:44:00",-0.61041666666278616,"5CDAH1010A0925"]
[16,"2018-03-02T13:23:00","CDAH-9/9",0.75,"230/3/60",1075,{"$nulls":4},"OC 015D-2018",3,"2018-03-02T22:44:00",-0.61041666666278616,"5CDAH99A010750"]
[17,"2018-03-02T13:23:00","CDAH-10/10",1,"230/3/60",1200,{"$nulls":4},"OC 015D-2018",1,"2018-03-02T22:44:00",-0.61041666666278616,"5CDAH1010B1200"]
[18,"2018-03-02T13:23:00","CDAH-12/12",1,"230/3/60",1025,{"$nulls":4},"OC 015D-2018",1,"2018-03-02T22:44:00",-0.61041666666278616,"5CDAH1212B1025"]
[19,"2018-03-02T14:58:00","CDAH-30/28",20,"230/3/60",500,{"$nulls":4},"OC 015E-2018",3,"2018-03-02T22:44:00",-0.67638888888905058,"5CDAH328N05000"]
[20,"2018-03-02T14:59:00","CMI-280",0.5,"230/3/60",2050,{"$nulls":4},"OC 015F-2018",1,"2018-03-02T22:44:00",-0.67708333332848269,"5CMI2809020500"]
[21,"2018-03-02T15:21:00","CDAH-9/9",0.33333333333333331,"230/3/60",1000,{"$nulls":4},"OC 015G-2018",1,"2018-03-02T22:44:00",-0.69236111110512866,"5CDAH99T010000"]
[22,"2018-03-02T15:21:00","CDAH-15/15",0.75,"230/3/60",575,{"$nulls":4},"OC 015G-2018",1,"2018-03-02T22:44:00",-0.69236111110512866,"5CDAH1515A0575"]
[23,"2018-03-02T15:21:00","CDAH-18/18",2,"230/3/60",525,{"$nulls":4},"OC 015G-2018",1,"2018-03-02T22:44:00",-0.69236111110512866,"5CDAH1818D0525"]
[24,"2018-03-02T15:21:00","CDAH-12/12",0.75,"230/3/60",725,{"$nulls":4},"OC 015G-2018",1,"2018-03-02T22:44:00",-0.69236111110512866,"5CDAH1212A0725"]
[25,"2018-03-02T15:38:00","CDAH-12/12","3/4","230/3/60",800,{"$nulls":4},"OC 015H-2018",1,"2018-03-02T22:44:00",-0.70416666666278616,"5CDAH1212A0800"]
[26,"2018-03-02T15:38:00","CDAH-9/9","1/3","230/3/60",850,{"$nulls":4},"OC 015H-2018",1,"2018-03-02T22:44:00",-0.70416666666278616,"5CDAH99T085000"]
[27,"2018-03-02T15:38:00","CDAH-18/18","2","230/3/60",525,{"$nulls":4},"OC 015H-2018",1,"2018-03-02T22:44:00",-0.70416666666278616,"REPETIDO"]
[28,"2018-03-02T15:38:00","CDAH-10/10","1/2","230/3/60",600,{"$nulls":4},"OC 015H-2018",4,"2018-03-02T22:44:00",-0.70416666666278616,"5CDAH101090600"]
[29,"2018-03-02T15:38:00","CDAH-12/12","3","230/3/60","600",{"$nulls":4},"OC 015I-2018",1,"2018-03-02T22:44:00",-0.70416666666278616,"5CDAH1212E0600"]
[30,"2018-03-02T15:38:00","CDAH-15/15","1.5","230/3/60","625",{"$nulls":4},"OC 015I-2018",1,"2018-03-02T22:44:00",-0.70416666666278616,"5CDAH1515C0625"]
[31,"2018-03-02T15:38:00","CDAH-18/18","3","230/3/60","575",{"$nulls":4},"OC 015I-2018",1,"2018-03-02T22:44:00",-0.70416666666278616,"5CDAH1818E0575"]
[32,"2018-03-02T15:38:00","CDAH-12/12","3/4","230/3/60","725",{"$nulls":4},"OC 015I-2018",1,"2018-03-02T22:44:00",-0.70416666666278616,"REPETIDO"]
[33,"2018-03-02T15:38:00","CDAH-10/10","1/2","230/3/60","725",{"$nulls":4},"OC 015I-2018",1,"2018-03-02T22:44:00",-0.70416666666278616,"5CDAH101090725"]
[34,"2018-03-02T18:07:00","CMI-1120",10,"220/3/60",750,{"$nulls":4},"OC 198900",1,"2018-03-02T22:44:00",-0.80763888888759539,"5CMI1120H07500"]
[35,"2018-03-05T15:26:00","CMI-560","3/4","127/1","729",null,null,"PI,TD",null,"OC A-10124",1,"2018-03-06T11:44:00",0.84583333333284827,"5CMI5605072900"]
[36,"2018-03-05T15:26:00","CMI-710","3/4","230/3","513",null,null,"PI,TD",null,"OC A-10124",1,"2018-03-06T11:44:00",0.84583333333284827,"5CMI710A051300"]
[37,"2018-03-05T15:26:00","CMI-630","1","230/3","681",null,null,"PI,TD",null,"OC A-10124",1,"2018-03-06T11:44:00",0.84583333333284827,"5CMI630B068100"]
[38,"2018-03-05T15:26:00","CMI-630","3/4","230/3","627",null,null,"PI,TD",null,"OC A-10124",1,"2018-03-06T11:44:00",0.84583333333284827,"5CMI630A062700"]
[39,"2018-03-05T15:26:00","CMI-710","3/4","230/3","515",null,null,"PI,TD",null,"OC A-10124",1,"2018-03-06T11:44:00",0.84583333333284827,"5CMI710A051500"]
[40,"2018-03-06T13:12:00","CRVLT-18",0.5,"127/1/60",1100,null,null,"PV,SW,REJ PROT, TG","WM","MB VILLA AVILA CAMACHO",1,"2018-03-07T14:54:00",7.0833333331393078E-2,"5CRVLT184110WM"]
[41,"2018-03-06T13:12:00","CDAVF1-12/12",0.75,"220/3/60",925,null,null,"PV,SW,LV","WM","MB VILLA AVILA CAMACHO",1,"2018-03-07T14:54:00",7.0833333331393078E-2,"5CDAVF112A92WM"]
[42,"2018-03-06T13:12:00","CRVLT-28",3,"220/3/60",700,null,null,"PV,SW, REJ PROT, TG","CINEPOLIS","C. HARBOR MERIDA",1,"2018-03-07T14:54:00",7.0833333331393078E-2,"5CRVLT28E700CN"]
[43,"2018-03-06T13:12:00","CRHLT-16",0.33333333333333331,"127/1/60",925,null,null,"PV,SW","CINEPOLIS","C. HARBOR MERIDA",1,"2018-03-07T14:54:00",7.0833333331393078E-2,"5CRHLT163925CN"]
[44,"2018-03-06T13:12:00","CRVLT-18",1.5,"220/3/60",1400,null,null,"PV,SW, REJ PROT, TG","CINEPOLIS","C. HARBOR MERIDA",1,"2018-03-07T14:54:00",7.0833333331393078E-2,"5CRVLT18C140CN"]
[45,"2018-03-06T13:12:00","CRVLT-24",2,"220/3/60",875,null,null,"PV,SW, REJ PROT, TG","CINEPOLIS","C. HARBOR MERIDA",1,"2018-03-07T14:54:00",7.0833333331393078E-2,"5CRVLT24D875CN"]
[46,"2018-03-06T13:12:00","CRHLT-16",0.25,"127/1/60",950,null,null,"PV,SW","CINEPOLIS","C. HARBOR MERIDA",1,"2018-03-07T14:54:00",7.0833333331393078E-2,"5CRHLT162950CN"]
[47,"2018-03-06T13:12:00","CRVLT-10","1/4","127/1/60",1025,null,null,"PV,SW, REJ PROT, TG","CINEPOLIS","C. VISTA NORTE",1,"2018-03-07T14:54:00",7.0833333331393078E-2,"5CRVLT102102CN"]
[48,"2018-03-06T13:12:00","CRVLT-12","1/4","127/1/60",925,null,null,"PV,SW, REJ PROT, TG","CINEPOLIS","C. VISTA NORTE",1,"2018-03-07T14:54:00",7.0833333331393078E-2,"5CRVLT122925CN"]
[49,"2018-03-06T13:12:00","CRHLT-10","1/4","127/1/60",950,null,null,"PV,SW","CINEPOLIS","C. VISTA NORTE",1,"2018-03-07T14:54:00",7.0833333331393078E-2,"5CRHLT102950CN"]
[50,"2018-03-06T13:12:00","CRVLT-20","1.5","220/3/60",1300,null,null,"PV,SW, REJ PROT, TG","CINEPOLIS","C. VISTA NORTE",1,"2018-03-07T14:54:00",7.0833333331393078E-2,"5CRVLT20C130CN"]
[51,"2018-03-06T13:12:00","CRHLT-12","1/4","127/1/60",1000,null,null,"PV,SW","CINEPOLIS","C. VISTA NORTE",1,"2018-03-07T14:54:00",7.0833333331393078E-2,"5CRHLT122100CN"]
[52,"2018-03-06T13:12:00","CRVLT-12","1/4","127/1/60",900,null,null,"PV,SW, REJ PROT, TG","CINEPOLIS","C. VISTA NORTE",1,"2018-03-07T14:54:00",7.0833333331393078E-2,"5CRVLT122900CN"]
[53,"2018-03-06T17:47:00","CMI-500",2,"127/1/60",1100,null,null,null,"OC 1312",null,1,"2018-03-07T14:54:00",0.87986111111240461,"5CMI5001011000"]
[54,"2018-03-07T11:04:00","C/DAHF1-22/22",7.5,"460/3/60",625,null,null,"1° ETAPA FILTROS MERV 8",null,"0127-18",1,"2018-03-08T08:41:00",0.90069444444816327,"5CDAHF122G0625",198074]
[55,"2018-03-07T11:04:00","CMI-710",3,"460/3/60",850,{"$nulls":4},"0127-18",1,"2018-03-08T08:41:00",0.90069444444816327,"5CMI710E085100",198074]
[56,"2018-03-07T16:50:00","CMI-400",3,"230/3/60",2175,null,null,"SW",null,"OC 1423982",1,"2018-03-08T08:41:00",0.66041666666569654,"5CMI400E21760S"]
[57,"2018-03-07T16:50:00","CMI-1000",5,"230/3/60",525,null,null,"SW",null,"OC 1423982",1,"2018-03-08T08:41:00",0.66041666666569654,"5CMI1000F5250S"]
[58,"2018-03-07T16:50:00","CDAHF1-20/20",2,"230/3/60",550,{"$nulls":4},"OC 1423746",1,"2018-03-08T08:41:00",0.66041666666569654,"5CDAHF120D0550"]
[59,"2018-03-08T08:35:00","CRVHT-12",0.75,"230/3/60",2025,{"$nulls":4},"OC 1539",1,"2018-03-09T09:00:00",1.7361111109494232E-2,"5CRVHT12A02025"]
[60,"2018-03-08T09:40:00","CRHLD-12",0.125,"127/1/60",1075,null,null,"SW",null,"OC 1423982",1,"2018-03-09T09:00:00",0.97222222221898846,"5CRHLD121M100S"]
[61,"2018-03-08T09:40:00","CRHLD-12",0.5,"127/1/60",1740,null,null,"SW",null,"OC 1423982",3,"2018-03-09T09:00:00",0.97222222221898846,"5CRHLD124M100S"]
[62,"2018-03-08T09:40:00","CRHLD-10",0.125,"127/1/60",1075,null,null,"SW",null,"OC 1423982",2,"2018-03-09T09:00:00",0.97222222221898846,"5CRHLD101M100S"]
[63,"2018-03-08T09:40:00","CMI-280",1.5,"230/3/60",3025,null,null,"SW",null,"OC 1423982",1,"2018-03-09T09:00:00",0.97222222221898846,"5CMI280C30250S"]
[64,"2018-03-08T10:07:00","CDAHF1-22/22",10,"230/3/60",675,{"$nulls":4},"OC 62670",1,"2018-03-09T09:00:00",0.95347222222335404,"5CDAHF122H0675"]
[65,"2018-03-08T10:23:00","BIL-315",0.75,"460/3/60",2050,{"$nulls":4},"OC 0174-184",1,"2018-03-09T09:00:00",{"$f":"NETWORKDAYS(B66,M66)+((M66-B66)-INT(M66-B66))-2","v":0.94236111111240461},"5BIL315A020500"]
[66,"2018-03-08T10:36:00","CRVLT-24",1.5,"220/1/60",850,{"$nulls":4},"OC 0123-18",1,"2018-03-09T09:00:00",0.93333333333430346,"5CRVLT24708500"]
[67,"2018-03-08T13:49:00","CMI-450",2,"220/3/60",1625,{"$nulls":4},"OC 190",1,"2018-03-09T09:00:00",0.79930555555620231,"5CMI450D016250"]
[68,"2018-03-08T13:49:00","CMI-355",0.75,"220/3/60",1675,{"$nulls":4},"OC 190",1,"2018-03-09T09:00:00",0.79930555555620231,"5CMI355A016750"]
[69,"2018-03-08T13:49:00","CRHLT-10",0.25,"127/1/60",975,{"$nulls":4},"OC 190",1,"2018-03-09T09:00:00",0.79930555555620231,"5CRHLT10209750"]
[70,"2018-03-09T10:06:00","CMI-1400",10,"230/3/60",450,null,null,"RESORTES","CYVSA","4000032779",2,"2018-03-10T10:50:00",-0.96944444443943212,"5CMI1400H04500"]
[71,"2018-03-09T11:03:00","CDAHF2-36/36",20,"440/3/60",310,null,null,null,"AJAX","OC 2699",3,"2018-03-10T10:50:00",-9.0277777781011537E-3,"5CDAHF236N0310"]
[72,"2018-03-09T17:08:00","CCK-18/18",1.5,"220/1/60",550,{"$nulls":4},"OC 0124_18",1,"2018-03-10T10:50:00",-0.26249999999708962,"5CCK1818705500"]
[73,"2018-03-12T12:50:00","CLT-22",5,"230/3/60",1275,null,null,"PINTURA BCO, CUBREMOTOR","LATAMGYM","SF PUNTA VICTORIA QRO",1,"2018-03-13T22:03:00",0.38402777777810115,"5CLTG22F01275P"]
[74,"2018-03-12T13:24:00","DALHF-96",30,"460/3/60",366,{"$nulls":4},"OC. 145010787",9,"2018-03-13T22:03:00",0.36041666666278616,"5DLHF96Q036600"]
[75,"2018-03-13T08:22:00","CMI-1400",30,"460/3/60",650,null,null,"RESORTES","TREN INTERURBANO ","OC 18-6288",2,"2018-03-13T22:03:00",-0.429861111115315,"5CMI1400Q06500"]
[76,"2018-03-13T08:22:00","CDAHF1-20/20",3,"230/3/60",700,null,null,null,"TREN INTERURBANO ","OC 18-6288",1,"2018-03-13T22:03:00",-0.429861111115315,"5CDAHF120E0700"]
[77,"2018-03-13T08:22:00","CDAHF1-25/25",3,"230/3/60",450,null,null,null,"TREN INTERURBANO ","OC 18-6288",1,"2018-03-13T22:03:00",-0.429861111115315,"5CDAHF125E0450"]
[78,"2018-03-13T14:06:00","DALH-45",10,"230/3/60",470,null,null,"INTERRUPTOR NIVEL 127 VOLTS, TINA INOX, LV",null,"OC 180387",1,"2018-03-14T22:33:00",0.35208333333139308,"5UDLHF45H04700"]
[{"$f":"A79+1","v":79},"2018-03-13T16:01:00","CLT-12",2,"220/3/60",2200,null,null,"CUBREMOTOR","TREN INTERURBANO ","OC 18-6290",1,"2018-03-13T22:03:00",-0.74861111111385981,"5CLTG12D2200CM"]
[{"$f":"A80+1","v":80},"2018-03-13T16:49:00","CDAVF1-20/20",2,"460/3/60",350,null,null,"PV,SW,LV","WM","197701",1,"2018-03-13T22:03:00",-0.78194444444670808,"5CDAVF120D35WM"]
[81,"2018-03-13T16:50:00","CDAHF1-20/20",2,"460/3/60",400,null,null,"PV,SW,LV","WM","198807",1,"2018-03-13T22:03:00",-0.78263888889341615,"5CDAHF120D40WM"]
[82,"2018-03-13T16:50:00","CDAVF1-20/20",2,"220/3/60",400,null,null,"PV,SW,LV","WM","199021",1,"2018-03-13T22:03:00",-0.78263888889341615,"5CDAVF120D40WM"]
[83,"2018-03-14T09:23:00","CMI-315",0.33333333333333331,"127/1/60",1575,{"$nulls":4},"OC 5413",1,"2018-03-15T21:20:00",0.49791666666715173,"5CMI3153015750"]
[84,"2018-03-14T13:41:00","CMI-630",3,"480/3/60",950,null,"UB","PV,SW,PI,TD (2-MO-3480V)","WM","SAMS DIAMANTE",1,"2018-03-15T21:20:00",0.31874999999854481,"5CMI630E0951WM"]
[85,"2018-03-14T13:41:00","CDAVF1-22/22",1,"480/3/60",325,null,null,"PV,SW,LV (2-MO-148V)","WM","SAMS DIAMANTE",1,"2018-03-15T21:20:00",0.31874999999854481,"5CDAVF122B03WM"]
[86,"2018-03-14T14:09:00","CRHLT-14",0.25,"127/1/60",1150,null,null,"PV,SW","WM","SAMS DIAMANTE",1,"2018-03-15T21:20:00",0.29930555555620231,"5CRHLT142115WM"]
[87,"2018-03-14T14:09:00","CRHLT-16",0.33333333333333331,"127/1/60",925,null,null,"PV,SW","WM","SAMS DIAMANTE",1,"2018-03-15T21:20:00",0.29930555555620231,"5CRHLT163925WM"]
[88,"2018-03-14T14:10:00","CRHLT-22",0.25,"127/1/60",500,null,null,"PV,SW","WM","SAMS DIAMANTE",1,"2018-03-15T21:20:00",0.29861111110949423,"5CRHLT222501WM"]
[89,"2018-03-14T14:10:00","CDAVF1-12/12",0.25,"127/1/60",525,null,null,"PV,SW,LV","WM","SAMS DIAMANTE",1,"2018-03-15T21:20:00",0.29861111110949423,"5CDAVF112252WM"]
[90,"2018-03-14T16:00:00","CDAHF1-22/22",3,"220/3/60",625,null,null,null,"TREN INTERURBANO ","OC 18-6291",1,"2018-03-15T21:20:00",0.22222222222626442,"5CDAHF122E0625"]
[91,"2018-03-14T16:00:00","CDAHF1-30/28",10,"220/3/60",525,null,null,"LV","TREN INTERURBANO ","OC 18-6291",1,"2018-03-15T21:20:00",0.22222222222626442,"5CDAHF1328H6LV"]
[92,"2018-03-14T16:01:00","CLT-15",0.5,"220/3/60",1125,null,null,"CUBREMOTOR","TREN INTERURBANO ","OC 18-6291",1,"2018-03-15T21:20:00",0.22152777777955635,"5CLTG1591125CM"]
[93,"2018-03-14T16:01:00","CLT-26",5,"220/3/60",950,null,null,"CUBREMOTOR","TREN INTERURBANO ","OC 18-6291",1,"2018-03-15T21:20:00",0.22152777777955635,"5CLTG26F0950CM"]
[94,"2018-03-14T16:59:00","CDAHF1-30/28",7.5,"230/3/60",500,null,null,"LV","TREN INTERURBANO ","OC 18-6302",1,"2018-03-15T21:20:00",0.18125000000145519,"5CDAHF1328G5LV"]
[95,"2018-03-14T16:59:00","CDAHF1-12/12",1,"230/3/60",875,null,null,null,"TREN INTERURBANO ","OC 18-6302",1,"2018-03-15T21:20:00",0.18125000000145519,"5CDAHF112B0875"]
[96,"2018-03-14T16:59:00","CLT-24",3,"230/3/60",1000,null,null,"CUBREMOTOR","TREN INTERURBANO ","OC 18-6302",1,"2018-03-15T21:20:00",0.18125000000145519,"5CLTG24E1000CM"]
[97,"2018-03-15T11:54:00","DALH-72",20,"230/3/60",389,null,null,null,"ANGELICA LOPEZ LOME","OC AGS2168",6,"2018-03-16T21:29:00",0.39930555555474712,"5DLHF72N038900"]
[98,"2018-03-15T12:49:00","CMA-500",3,"460/3/60",1738,{"$nulls":4},"REF-407",1,"2018-03-16T21:29:00",0.36111111110949423,"5CMAI500E01738"]
[99,"2018-03-15T12:49:00","CMA-500",7.5,"460/3/60",1941,{"$nulls":4},"REF-407",1,"2018-03-16T21:29:00",0.36111111110949423,"5CMAI500G01941"]
[100,"2018-03-15T12:49:00","CMA-315",5,"460/3/60",3150,{"$nulls":4},"REF-407",1,"2018-03-16T21:29:00",0.36111111110949423,"5CMAI315F03150"]
[101,"2018-03-15T13:16:00","TGT/4-1250-3/10",10,"230/3/60",1725,null,null,"ANGULO \"C\"","TREN INTERURBANO ","OC 18-6289",2,"2018-03-16T21:29:00",0.34236111111385981,"5TGT41250310C"]
[102,"2018-03-15T13:42:00","TGT/4-1250-6-/20",20,"440/3/60",1725,null,null,"ANGULO \"C\"","TREN INTERURBANO ","OC 18-6290",1,"2018-03-16T21:29:00",0.3243055555576575,"5TGT412506020C"]
[103,"2018-03-15T13:43:00","TGT/4-1000-6/10",10,"440/3/60",1725,null,null,"ANGULO \"G\"","TREN INTERURBANO ","OC 18-6290",1,"2018-03-16T21:29:00",0.32361111111094942,"5TGT410006010G"]
[104,"2018-03-15T13:45:00","TGT/4-1000-3/7.5",7.5,"440/3/60",1725,null,null,"ANGULO \"G\"","TREN INTERURBANO ","OC 18-6290",1,"2018-03-16T21:29:00",0.32222222222480923,"EXISTE (5TGT41000375G)"]
[105,"2018-03-15T15:42:00","TGT/4-1000-3/10",10,"440/3/60",1725,null,null,"ANGULO \"I\"","TREN INTERURBANO ","OC 18-6291",1,"2018-03-16T21:29:00",0.24097222222189885,"EXISTE (5TGT41000310I)"]
[106,"2018-03-15T15:42:00","TGT/4-1250-6/15",15,"440/3/60",1725,null,null,"ANGULO \"B\"","TREN INTERURBANO ","OC 18-6291",1,"2018-03-16T21:29:00",0.24097222222189885,"5TGT412506015B"]
[107,"2018-03-15T15:42:00","TGT/4-1000-3/5",5,"440/3/60",1725,null,null,"ANGULO \"B\"","TREN INTERURBANO ","OC 18-6291",1,"2018-03-16T21:29:00",0.24097222222189885,"5TGT410003005B"]
[108,"2018-03-15T15:42:00","TGT/4-1000-9/7.5",7.5,"440/3/60",1725,null,null,"ANGULO \"B\"","TREN INTERURBANO ","OC 18-6291",1,"2018-03-16T21:29:00",0.24097222222189885,"5TGT41000975B"]
[109,"2018-03-15T15:42:00","TGT/4-1000-6/7.5",7.5,"440/3/60",1725,null,null,"ANGULO \"B\"","TREN INTERURBANO ","OC 18-6291",1,"2018-03-16T21:29:00",0.24097222222189885,"5TGT410006075B"]
[110,"2018-03-15T17:53:00","DAL-H-16",3,"220/3/60",520,{"$nulls":4},"OC 2251",1,"2018-03-16T21:29:00",0.15000000000145519,"5UDLHF16E05200"]
[111,"2018-03-16T08:47:00","CRHLT-14",0.25,"127/1/60",825,{"$nulls":4},"OC 0076-18",1,"2018-03-16T21:29:00",-0.47083333333284827,"5CRHLT14208250"]
[112,"2018-03-16T09:01:00","CMI-1000",5,"460/3/60",501,{"$nulls":4},"OC 18.019",1,"2018-03-16T21:29:00",-0.4805555555576575,"5CMI1000F05010"]
[113,"2018-03-16T09:07:00","BDBI-400",5,"220/3/60",2150,{"$nulls":4},"OC 180476",1,"2018-03-16T21:29:00",-0.48472222222335404,"5BDBI400F02150"]
[114,"2018-03-16T17:58:00","CMI-800",7.5,"460/3/60",925,"CCW","TH",null,null,"OC 59219",2,"2018-03-16T21:29:00",-0.85347222222480923,"5CMI800G09250I"]
[115,"2018-03-20T11:12:00","CDAHF1-30/28",20,"460/3/60","550",null,null,null,"TREN INTERURBANO ","OC 18-6289",1,"2018-03-21T10:51:00",0.98541666666278616,"5CDAHF1328N550"]
[116,"2018-03-20T11:12:00","CLT-20",0.5,"230/3/60","825",null,null,"CUBREMOTOR","TREN INTERURBANO ","OC 18-6289",1,"2018-03-21T10:51:00",0.98541666666278616,"5CLTG2090825CM"]
[117,"2018-03-20T11:12:00","CDAHF1-18/18",1.5,"230/3/60","725",null,null,null,"TREN INTERURBANO ","OC 18-6289",1,"2018-03-21T10:51:00",0.98541666666278616,"5CDAHF118C0725"]
[118,"2018-03-20T11:12:00","CMI-900",10,"230/3/60","800",null,null,null,"TREN INTERURBANO ","OC 18-6289",1,"2018-03-21T10:51:00",0.98541666666278616,"5CMI900H080000"]
[119,"2018-03-20T11:12:00","CDAH-30/28",10,"230/3/60","525",null,null,null,"TREN INTERURBANO ","OC 18-6289",1,"2018-03-21T10:51:00",0.98541666666278616,"5CDAH3028H0525"]
[120,"2018-03-20T13:05:00","CDAHF1-30/28",10,"230/3/60",525,null,null,null,"TREN INTERURBANO ","OC 18-6291",1,"2018-03-21T10:51:00",0.90694444443943212,"5CDAHF1328H525"]
[121,"2018-03-20T13:05:00","CDAHF1-30/28",10,"230/3/60",500,null,null,null,"TREN INTERURBANO ","OC 18-6290",1,"2018-03-21T10:51:00",0.90694444443943212,"5CDAHF1328H500"]
[122,"2018-03-20T13:07:00","CDAHF1-30/28",7.5,"230/3/60",500,null,null,null,"TREN INTERURBANO ","OC 18-6302",1,"2018-03-21T10:51:00",0.90555555555329192,"5CDAHF1328G500"]
[123,"2018-03-21T09:06:00","CRVHT-33",5,"460/3/60",725,{"$nulls":4},"OC 43094",1,"2018-03-21T15:12:00",-0.74583333333430346,"5CRVHT33F07250"]
[124,"2018-03-21T13:37:00","CMI-315",0.33333333333333331,"127/1/60",1239,{"$nulls":4},"OC 1554",1,"2018-03-21T15:12:00",-0.93402777778101154,"5CMI3153012390"]
[125,"2018-03-21T13:37:00","CMI-1000",5,"460/3/60",525,{"$nulls":4},"OC 1554",1,"2018-03-21T15:12:00",-0.93402777778101154,"5CMI1000F05250"]
[126,"2018-03-21T14:19:00","CMI-1250",5,"460/3/60",400,null,null,"RESORTES",null,"OC 4000033078",1,"2018-03-21T15:12:00",-0.96319444444816327,"5CMI1250F04001"]
[127,"2018-03-21T16:47:00","CLT-7",0.5,"230/3/60",2400,null,null,"CUBREMOTOR","TREN INTERURBANO ","OC 18-6291",1,"2018-03-22T08:26:00",0.65208333333430346,"5CLTG7902400CM"]
[128,"2018-03-22T08:41:00","CMI-1250",25,"460/3/60",725,null,null,"EXISTE CODIGO SOLO AGREGARLE RESORTES","TREN INTERURBANO ","OC 18-6289",2,"2018-03-22T15:46:00",{"$f":"NETWORKDAYS(B129,M129)+((M129-B129)-INT(M129-B129))-2","v":-0.70486111110949423},"5CMI1250P07250"]
[129,"2018-03-22T10:50:00","CRVLT-20",0.75,"127/1/60",900,null,null,"PV,SW,REJ PROT, TG","WM","BA MISANTLA",1,"2018-03-22T15:46:00",-0.79444444444379769,"5CRVLT205900WM"]
[130,"2018-03-22T11:03:00","CMI-280","1/4","220/3/60",1900,null,null,"PV,SW, MALLA DESC","CINEPOLIS","C. NEZA NORTE",1,"2018-03-22T15:46:00",-0.80347222222189885,"5CMI28081900CN"]
[131,"2018-03-22T11:03:00","CMI-280",1,"220/3/60",2775,null,null,"PV,SW, MALLA DESC","CINEPOLIS","C. NEZA NORTE",1,"2018-03-22T15:46:00",-0.80347222222189885,"5CMI280B2775CN"]
[132,"2018-03-22T11:03:00","CMI-450",3,"220/3/60",1825,null,null,"PV,SW, MALLA DESC","CINEPOLIS","C. NEZA NORTE",1,"2018-03-22T15:46:00",-0.80347222222189885,"5CMI450E1825CN"]
[133,"2018-03-22T11:03:00","CMI-280",1.5,"220/3/60",3000,null,null,"PV,SW, MALLA DESC","CINEPOLIS","C. NEZA NORTE",1,"2018-03-22T15:46:00",-0.80347222222189885,"5CMI280C3000CN"]
[134,"2018-03-22T11:03:00","CMI-280","1/3","220/3/60",2100,null,null,"PV,SW, MALLA DESC","CINEPOLIS","C. NEZA NORTE",1,"2018-03-22T15:46:00",-0.80347222222189885,"5CMI280T2100CN"]
[135,"2018-03-22T11:03:00","CMI-280","1/3","220/3/60",1950,null,null,"PV,SW, MALLA DESC","CINEPOLIS","C. NEZA NORTE",1,"2018-03-22T15:46:00",-0.80347222222189885,"5CMI280T1950CN"]
[136,"2018-03-22T11:03:00","CMI-250","1/3","220/3/60",2350,null,null,"PV,SW, MALLA DESC","CINEPOLIS","C. NEZA NORTE",1,"2018-03-22T15:46:00",-0.80347222222189885,"5CMI250T2350CN"]
[137,"2018-03-22T11:22:00","CRVLT-14","1/2","127/1/60",1775,null,null,"PV,SW,REJ PROT, TG","CINEPOLIS","C. PASEO ACOXPA",1,"2018-03-22T15:46:00",-0.81666666666569654,"5CRVLT144177CN"]
[138,"2018-03-22T11:22:00","CRHLT-10","1/4","127/1/60",1000,null,null,"PV,SW","CINEPOLIS","C. PASEO ACOXPA",1,"2018-03-22T15:46:00",-0.81666666666569654,"5CRHLT102100CN"]
[139,"2018-03-22T11:22:00","CRVLT-10","1/4","127/1/60",1375,null,null,"PV,SW,REJ PROT, TG","CINEPOLIS","C. PASEO ACOXPA",1,"2018-03-22T15:46:00",-0.81666666666569654,"5CRVLT102137CN"]
[140,"2018-03-22T17:45:00","CMII-710",10,"230/3/60",1620,{"$nulls":4},"P210318-1979",1,"2018-03-23T09:18:00",0.64791666666133096,"5CMII710H01620"]
[141,"2018-03-23T08:35:00","CLT-30",5,"230/3/60",875,{"$nulls":4},"SC24",1,"2018-03-23T15:46:00",{"$f":"NETWORKDAYS(B142,M142)+((M142-B142)-INT(M142-B142))-2","v":-0.70069444444379769},"5CLTG30F087500"]
[142,"2018-03-23T13:27:00","CRVLT-28",2,"220/3/60",550,null,null,null,"EXPERTOS","OC 180542",1,"2018-03-23T15:46:00",-0.90347222222044365,"5CRVLT28D05500"]
[143,"2018-03-23T13:58:00","BIL-450",1,"220/3/60",1250,{"$nulls":4},"OC 18000152",1,"2018-03-23T15:46:00",-0.92499999999563443,"5BIL450B012500"]
[{"$f":"A144+1","v":144},"2018-03-23T16:01:00","CRVLT-20",0.5,"220/1/60",800,{"$nulls":4},"OC P-068-18C",1,"2018-03-24T08:06:00",-0.32986111110949423,"5CRVLT20408000"]
[145,"2018-03-23T17:54:00","CMI-250",0.25,"127/1/60",2200,null,"UB","PV,SW,TD","WM","MB NANACAMILPA",1,"2018-03-24T08:06:00",-0.40833333333284827,"5CMI25022200WM"]
[146,"2018-03-23T17:54:00","CDAVF1-12/12",0.75,"220/3/60",950,null,null,"PV,SW,LV","WM","MB NANACAMILPA",1,"2018-03-24T08:06:00",-0.40833333333284827,"5CDAVF112A95WM"]
[147,"2018-03-26T11:03:00","CLT-22","3/4","220/3/60","750",null,null,"CUBREMOTOR",null,"4000033219",1,"2018-03-26T21:43:00",-0.55555555555474712,"5CLTG22A0750CM"]
[148,"2018-03-26T11:03:00","CLT-22","1/2","127/1/60","650",null,null,"CUBREMOTOR",null,"4000033219",1,"2018-03-26T21:43:00",-0.55555555555474712,"5CLTG2240650CM"]
[149,"2018-03-26T11:03:00","CLT-20","1/4","127/1/60","675",null,null,"CUBREMOTOR",null,"4000033219",1,"2018-03-26T21:43:00",-0.55555555555474712,"5CLTG2020675CM"]
[150,"2018-03-26T11:03:00","CLT-20","1/4","127/1/60","700",null,null,"CUBREMOTOR",null,"4000033219",1,"2018-03-26T21:43:00",-0.55555555555474712,"5CLTG2020700CM"]
[151,"2018-03-26T11:03:00","CLT-20","1/4","127/1/60","625",null,null,"CUBREMOTOR",null,"4000033219",1,"2018-03-26T21:43:00",-0.55555555555474712,"5CLTG2020625CM"]
[152,"2018-03-26T11:03:00","CLT-15","1/4","127/1/60","925",null,null,"CUBREMOTOR",null,"4000033219",1,"2018-03-26T21:43:00",-0.55555555555474712,"5CLTG1520925CM"]
[153,"2018-03-26T11:03:00","CLT-7","1/4","127/1/60","1325",null,null,"CUBREMOTOR",null,"4000033219",1,"2018-03-26T21:43:00",-0.55555555555474712,"5CLTG7201325CM"]
[154,"2018-03-26T12:10:00","CLT-12",0.75,"127/1/60",1617,null,null,"MALLA EN DESC, SW",null,"4500030710",1,"2018-03-26T21:43:00",-0.60208333333139308,"5CLTG1251617MA"]
[155,"2018-03-26T12:10:00","CMI-315",0.75,"220/3/60",1900,null,null,"MALLA EN DESC, SW",null,"4500030710",1,"2018-03-26T21:43:00",-0.60208333333139308,"5CMI315A1900MA"]
[156,"2018-03-26T12:50:00","CRVLT-20",0.75,"220/3/60",925,null,null,"PV,SW,REJ PROT, TG","WM","MB CAMARGO",1,"2018-03-26T21:43:00",-0.62986111110512866,"5CRVLT20A925WM"]
[157,"2018-03-26T12:50:00","CDAVF1-12/12",1,"220/3/60",925,null,null,"PV,SW,LV","WM","MB CAMARGO",1,"2018-03-26T21:43:00",-0.62986111110512866,"5CDAVF112B92WM"]
[158,"2018-03-26T16:31:00","CMI-500",1,"230/3/60",1100,{"$nulls":4},"OC 4000033224",1,"2018-03-26T21:43:00",-0.78333333333284827,"5CMI500B011000"]
[159,"2018-03-26T16:31:00","CMI-560",1,"230/3/60",875,{"$nulls":4},"OC 4000033224",1,"2018-03-26T21:43:00",-0.78333333333284827,"5CMI560B087500"]
[160,"2018-03-26T16:31:00","CMI-450",1,"230/3/60",1200,"CCW",null,null,null,"OC 4000033224",1,"2018-03-26T21:43:00",-0.78333333333284827,"5CMI450B01200I"]
[161,"2018-03-26T17:37:00","BIL-400",1,"220/3/60",1550,{"$nulls":4},"OC 6100",1,"2018-03-26T21:43:00",-0.82916666666278616,"5BIL400B015500"]
[162,"2018-03-26T17:37:00","BIL-560",1,"220/3/60",950,{"$nulls":4},"OC 6100",1,"2018-03-26T21:43:00",-0.82916666666278616,"5BIL560B095000"]
[163,"2018-03-26T17:54:00","CMI-710",7.5,"220/3/60",1150,{"$nulls":4},"OC 6155",1,"2018-03-26T21:43:00",-0.84097222222044365,"5CMI710G011500"]
[164,"2018-03-26T17:55:00","BIL-710",3,"220/3/60",875,{"$nulls":4},"OC 6155",1,"2018-03-26T21:43:00",-0.84166666666715173,"5BIL710E087500"]
[165,"2018-03-27T10:38:00","UDLHF-36",7.5,"230/3/60",441,{"$nulls":4},"OC 01158",1,"2018-03-28T16:20:00",0.23749999999563443,"5UDLHF36G04410"]
[166,"2018-03-28T12:37:00","CLT-10",0.33333333333333331,"127/1/60",1650,null,null,"PV,SW","WM","MB OJO CALIENTE",1,"2018-03-28T16:20:00",-0.84513888888614019,"EXISTE ( 5CLTG1031650WM)"]
[167,"2018-03-28T16:48:00","CMI-560",7.5,"230/3/60",1700,{"$nulls":4},"OC X1582",1,"2018-03-28T17:56:00",-0.95277777777664596,"5CMI560G017000"]
[168,"2018-03-28T16:48:00","CMI-315",5,"230/3/60",3150,{"$nulls":4},"OC X1582",1,"2018-03-28T17:56:00",-0.95277777777664596,"5CMI315F031500"]
[169,"2018-03-28T17:04:00","CRVLT-12",0.5,"230/3/60",1025,{"$nulls":4},"OC 17-2018",1,"2018-03-28T17:56:00",-0.96388888888759539,"5CRVLT12901025"]
[170,{"$nulls":12},-2]
[171,{"$nulls":12},-2]
[172,{"$nulls":12},-2]
[173,{"$nulls":12},-2]
[174,{"$nulls":12},-2]
[175,{"$nulls":12},-2]
[176,{"$nulls":12},-2]
[177,{"$nulls":12},-2]
[178,{"$nulls":12},-2]
[179,{"$nulls":12},-2]
[180,{"$nulls":12},-2]
[181,{"$nulls":12},-2]
[182,{"$nulls":12},-2]
[183,{"$nulls":12},-2]
[184,{"$nulls":12},-2]
[185,{"$nulls":12},-2]
[186,{"$nulls":12},-2]
[187,{"$nulls":12},-2]
[188,{"$nulls":12},-2]
[189,{"$nulls":12},-2]
[190,{"$nulls":12},-2]
[191,{"$nulls":12},-2]
[192,{"$nulls":12},{"$f":"NETWORKDAYS(B193,M193)+((M193-B193)-INT(M193-B193))-2","v":-2}]
[193,{"$nulls":12},-2]
[194,{"$nulls":12},-2]
[195,{"$nulls":12},-2]
[196,{"$nulls":12},-2]
[197,{"$nulls":12},-2]
[198,{"$nulls":12},-2]
[199,{"$nulls":12},-2]
[200,{"$nulls":12},-2]
[201,{"$nulls":12},-2]
[202,{"$nulls":12},-2]
[203,{"$nulls":12},-2]
[204,{"$nulls":12},-2]
[205,{"$nulls":12},-2]
[206,{"$nulls":12},-2]
[207,{"$nulls":12},-2]
[{"$f":"A208+1","v":208},{"$nulls":12},-2]
[209,{"$nulls":12},-2]
[210,{"$nulls":12},-2]
[211,{"$nulls":12},-2]
[212,{"$nulls":12},-2]
[213,{"$nulls":12},-2]
[214,{"$nulls":12},-2]
[215,{"$nulls":12},-2]
[216,{"$nulls":12},-2]
[217,{"$nulls":12},-2]
[218,{"$nulls":12},-2]
[219,{"$nulls":12},-2]
[220,{"$nulls":12},-2]
[221,{"$nulls":12},-2]
[222,{"$nulls":12},-2]
[223,{"$nulls":12},-2]
[224,{"$nulls":12},-2]
[225,{"$nulls":12},-2]
[226,{"$nulls":12},-2]
[227,{"$nulls":12},-2]
[228,{"$nulls":12},-2]
[229,{"$nulls":12},-2]
[230,{"$nulls":12},-2]
[231,{"$nulls":12},-2]
[232,{"$nulls":12},-2]
[233,{"$nulls":12},-2]
[234,{"$nulls":12},-2]
[235,{"$nulls":12},-2]
[236,{"$nulls":12},-2]
[237,{"$nulls":12},-2]
[238,{"$nulls":12},-2]
[239,{"$nulls":12},-2]
[240,{"$nulls":12},-2]
[241,{"$nulls":12},-2]
[242,{"$nulls":12},-2]
[243,{"$nulls":12},-2]
[244,{"$nulls":12},-2]
[245,{"$nulls":12},-2]
[246,{"$nulls":12},-2]
[247,{"$nulls":12},-2]
[248,{"$nulls":12},-2]
[249,{"$nulls":12},-2]
[250,{"$nulls":12},-2]
[251,{"$nulls":12},-2]
[252,{"$nulls":12},-2]
[253,{"$nulls":12},-2]
[254,{"$nulls":12},-2]
[255,{"$nulls":12},-2]
[256,{"$nulls":12},{"$f":"NETWORKDAYS(B257,M257)+((M257-B257)-INT(M257-B257))-2","v":-2}]
[257,{"$nulls":12},-2]
[258,{"$nulls":12},-2]
[259,{"$nulls":12},-2]
[260,{"$nulls":12},-2]
[261,{"$nulls":12},-2]
[262,{"$nulls":12},-2]
[263,{"$nulls":12},-2]
[264,{"$nulls":12},-2]
[265,{"$nulls":12},-2]
[266,{"$nulls":12},-2]
[267,{"$nulls":12},-2]
[268,{"$nulls":12},-2]
[269,{"$nulls":12},-2]
[270,{"$nulls":12},-2]
[271,{"$nulls":12},-2]
[{"$f":"A272+1","v":272},{"$nulls":12},-2]
[273,{"$nulls":12},-2]
[274,{"$nulls":12},-2]
[275,{"$nulls":12},-2]
[276,{"$nulls":12},-2]
[277,{"$nulls":12},-2]
[278,{"$nulls":12},-2]
[279,{"$nulls":12},-2]
[280,{"$nulls":12},-2]
[281,{"$nulls":12},-2]
[282,{"$nulls":12},-2]
[283,{"$nulls":12},-2]
[284,{"$nulls":12},-2]
[285,{"$nulls":12},-2]
[286,{"$nulls":12},-2]
[287,{"$nulls":12},-2]
[288,{"$nulls":12},-2]
[289,{"$nulls":12},-2]
[290,{"$nulls":12},-2]
[291,{"$nulls":12},-2]
[292,{"$nulls":12},-2]
[293,{"$nulls":12},-2]
[294,{"$nulls":12},-2]
[295,{"$nulls":12},-2]
[296,{"$nulls":12},-2]
[297,{"$nulls":12},-2]
[298,{"$nulls":12},-2]
[299,{"$nulls":12},-2]
[300,{"$nulls":12},-2]
[301,{"$nulls":12},-2]
[302,{"$nulls":12},-2]
[303,{"$nulls":12},-2]
[304,{"$nulls":12},-2]
[305,{"$nulls":12},-2]
[306,{"$nulls":12},-2]
[307,{"$nulls":12},-2]
[308,{"$nulls":12},-2]
[309,{"$nulls":12},-2]
[310,{"$nulls":12},-2]
[311,{"$nulls":12},-2]
[312,{"$nulls":12},-2]
[313,{"$nulls":12},-2]
[314,{"$nulls":12},-2]
[315,{"$nulls":12},-2]
[316,{"$nulls":12},-2]
[317,{"$nulls":12},-2]
[318,{"$nulls":12},-2]
[319,{"$nulls":12},-2]
[320,{"$nulls":12},{"$f":"NETWORKDAYS(B321,M321)+((M321-B321)-INT(M321-B321))-2","v":-2}]
[321,{"$nulls":12},-2]
[322,{"$nulls":12},-2]
[323,{"$nulls":12},-2]
[324,{"$nulls":12},-2]
[325,{"$nulls":12},-2]
[326,{"$nulls":12},-2]
[327,{"$nulls":12},-2]
[328,{"$nulls":12},-2]
[329,{"$nulls":12},-2]
[330,{"$nulls":12},-2]
[331,{"$nulls":12},-2]
[332,{"$nulls":12},-2]
[333,{"$nulls":12},-2]
[334,{"$nulls":12},-2]
[335,{"$nulls":12},-2]
[{"$f":"A336+1","v":336},{"$nulls":12},-2]
[337,{"$nulls":12},-2]
[338,{"$nulls":12},-2]
[339,{"$nulls":12},-2]
[340,{"$nulls":12},-2]
[341,{"$nulls":12},-2]
[342,{"$nulls":12},-2]
[343,{"$nulls":12},-2]
[344,{"$nulls":12},-2]
[345,{"$nulls":12},-2]
[346,{"$nulls":12},-2]
[347,{"$nulls":12},-2]
[348,{"$nulls":12},-2]
[349,{"$nulls":12},-2]
[350,{"$nulls":12},-2]
[351,{"$nulls":12},-2]
[352,{"$nulls":12},-2]
[353,{"$nulls":12},-2]
[354,{"$nulls":12},-2]
[355,{"$nulls":12},-2]
[356,{"$nulls":12},-2]
[357,{"$nulls":12},-2]
[358,{"$nulls":12},-2]
[359,{"$nulls":12},-2]
[360,{"$nulls":12},-2]
[361,{"$nulls":12},-2]
[362,{"$nulls":12},-2]
[363,{"$nulls":12},-2]
[364,{"$nulls":12},-2]
[365,{"$nulls":12},-2]
[366,{"$nulls":12},-2]
[367,{"$nulls":12},-2]
[368,{"$nulls":12},-2]
[369,{"$nulls":12},-2]
[370,{"$nulls":12},-2]
[371,{"$nulls":12},-2]
[372,{"$nulls":12},-2]
[373,{"$nulls":12},-2]
[374,{"$nulls":12},-2]
[375,{"$nulls":12},-2]
[376,{"$nulls":12},-2]
[377,{"$nulls":12},-2]
[378,{"$nulls":12},-2]
[379,{"$nulls":12},-2]
[380,{"$nulls":12},-2]
[381,{"$nulls":12},-2]
[382,{"$nulls":12},-2]
[383,{"$nulls":12},-2]
[384,{"$nulls":12},{"$f":"NETWORKDAYS(B385,M385)+((M385-B385)-INT(M385-B385))-2","v":-2}]
[385,{"$nulls":12},-2]
[386,{"$nulls":12},-2]
[387,{"$nulls":12},-2]
[388,{"$nulls":12},-2]
[389,{"$nulls":12},-2]
[390,{"$nulls":12},-2]
[391,{"$nulls":12},-2]
[392,{"$nulls":12},-2]
[393,{"$nulls":12},-2]
[394,{"$nulls":12},-2]
[395,{"$nulls":12},-2]
[396,{"$nulls":12},-2]
[397,{"$nulls":12},-2]
[398,{"$nulls":12},-2]
[399,{"$nulls":12},-2]
[{"$f":"A400+1","v":400},{"$nulls":12},-2]
[401,{"$nulls":12},-2]
[402,{"$nulls":12},-2]
[403,{"$nulls":12},-2]
[404,{"$nulls":12},-2]
[405,{"$nulls":12},-2]
[406,{"$nulls":12},-2]
[407,{"$nulls":12},-2]
[408,{"$nulls":12},-2]
[409,{"$nulls":12},-2]
{"$rows_empty":1048160}
[null,":"]

{"sheet":"ABRIL 2018","index":3,"n_rows":1048567,"n_cols":17,"rows_kept":1048567,"cut":false,"hidden":false,"merged":[]}
["ITEM","FECHA SOLICITADA","EQUIPO","HP","VOLTAJE","RPM","GIRO","DESCARGA","OBSERVACIONES","CLIENTE","OC CLIENTE","CANTIDADES","FECHA DE SALIDA","TIEMPO en DIAS","CODIGO","NUMERO DE PEDIDO","FECHA PLANEACIÓN"]
[1,"2018-04-02T09:25:00","CRVLT-16",0.5,"127/1/60",1025,{"$nulls":4},"OC 59358",1,"2018-04-02T20:54:00",{"$f":"NETWORKDAYS(B2,M2)+((M2-B2)-INT(M2-B2))-2","v":-0.52152777777519077},"5CRVLT16401025"]
[2,"2018-04-02T09:25:00","CMI-450",2,"230/3/60",1450,{"$nulls":4},"OC 59358",1,"2018-04-02T20:54:00",-0.52152777777519077,"5CMI450D014500"]
[3,"2018-04-02T09:25:00","CCR-15/15",1.5,"230/3/60",785,{"$nulls":4},"OC 59358",1,"2018-04-02T20:54:00",-0.52152777777519077,"5CCR1515C07850"]
[4,"2018-04-02T09:44:00","CLTG-18",0.5,"127/1/60",875,null,null,"CUBREMOTOR",null,"OC 4000033379",1,"2018-04-02T20:54:00",-0.53472222221898846,"5CLTG1840875CM"]
[5,"2018-04-02T10:40:00","CRVLT-12",0.33333333333333331,"127/1/60",1600,{"$nulls":4},"OC SO260318",1,"2018-04-02T20:54:00",-0.57361111111094942,"5CRVLT12301600"]
[6,"2018-04-02T12:14:00","CMI-280",0.33333333333333331,"127/1/60",1750,"GI",null,null,null,"OC 4000033313",1,"2018-04-02T20:54:00",-0.63888888889050577,"5CMI280301750I"]
[7,"2018-04-02T12:14:00","CLTG-10",0.33333333333333331,"127/1/60",1125,null,null,"CUBREMOTOR",null,"OC 4000033313",1,"2018-04-02T20:54:00",-0.63888888889050577,"5CLTG1031125CM"]
[8,"2018-04-03T17:25:00","DAL-H-9",0.75,"230/3/60",483,null,null,"SW,LV, BOMBA MF",null,"OC IRAPUATO ",1,"2018-04-03T21:53:00",-0.81388888888614019,"5UDLHF9A04830S"]
[9,"2018-04-03T17:25:00","DAL-H-9",0.5,"230/3/60",465,null,null,"SW,LV, BOMBA MF",null,"OC IRAPUATO ",1,"2018-04-03T21:53:00",-0.81388888888614019,"5UDLHF9904650S"]
[10,"2018-04-03T17:25:00","DAL-H-16",1.5,"230/3/60",453,null,null,"SW,LV, BOMBA MF",null,"OC IRAPUATO ",1,"2018-04-03T21:53:00",-0.81388888888614019,"5UDLHF16C4530S"]
[11,"2018-04-03T17:25:00","DAL-H-9",0.33333333333333331,"230/3/60",465,null,null,"SW,LV, BOMBA MF",null,"OC IRAPUATO ",1,"2018-04-05T15:33:00",1.922222222223354,"5UDLHF9T04650S"]
[12,"2018-04-04T11:54:00","CMI-710",5,"220/3/60",985,null,"UB",null,"EXPERTOS","OC 180611",2,"2018-04-05T17:21:00",0.22708333333139308,"5CMI710F0985UB"]
[13,"2018-04-04T17:03:00","BIL-560",7.5,"220/3/60",1750,{"$nulls":4},"OC 180521",1,"2018-04-05T17:21:00",1.2499999997089617E-2,"5BIL560G017500"]
[14,"2018-04-04T17:25:00","CLTG-12",0.25,"230/3/60",1175,null,null,"CUBREMOTOR",null,"OC 4000033490",1,"2018-04-05T17:21:00",0.99722222222044365,"5CLTG1281175CM"]
[15,"2018-04-04T17:57:00","C/DAHF1-12/12","1","230/3/60","1000",null,null,"FILTROS MERV 8",null,"OC HLIDAY INN",1,"2018-04-05T17:21:00",0.97499999999854481,"5CDAHF112B1001"]
[16,"2018-04-04T17:57:00","C/DAHF1-12/12","1","230/3/60","975",null,null,"FILTROS MERV 8",null,"OC HLIDAY INN",1,"2018-04-05T17:21:00",0.97499999999854481,"5CDAHF112B0975"]
[17,"2018-04-04T17:57:00","C/DAHF1-12/12","1/2","220/1/60","900",null,null,"FILTROS MERV 8",null,"OC HLIDAY INN",1,"2018-04-05T17:21:00",0.97499999999854481,"5CDAHF11240900"]
[18,"2018-04-04T17:57:00","C/DAHF1-12/12","3/4","230/3/60","950",null,null,"FILTROS MERV 8",null,"OC HLIDAY INN",1,"2018-04-05T17:21:00",0.97499999999854481,"5CDAHF112A0951"]
[19,"2018-04-04T17:57:00","CLT-15","1","230/3/60","1500",null,null,"PORTA FILTROS Y FILTROS MERV 8, CUBREMOTOR",null,"OC HLIDAY INN",1,"2018-04-05T17:21:00",0.97499999999854481,"5CLTG15B1500FI"]
[20,"2018-04-04T17:57:00","CLT-18","1.5","230/3/60","1375",null,null,"PORTA FILTROS Y FILTROS MERV 8, CUBREMOTOR",null,"OC HLIDAY INN",1,"2018-04-05T17:21:00",0.97499999999854481,"5CLTG18C1375FI"]
[22,"2018-04-04T17:57:00","CLT-18","3/4","230/3/60","950",null,null,"CUREMOTOR",null,"OC HLIDAY INN",1,"2018-04-05T17:21:00",0.97499999999854481,"5CLTG18A0951CM"]
[23,"2018-04-04T17:57:00","CLT-24","3","230/3/60","1075",null,null,"PORTA FILTROS Y FILTROS MERV 8, CUBREMOTOR",null,"OC HLIDAY INN",1,"2018-04-05T17:21:00",0.97499999999854481,"5CLTG24E1075FI"]
[24,"2018-04-04T17:57:00","CLT-15","1/2","220/1/60","1200",null,null,"PORTA FILTROS Y FILTROS MERV 8, CUBREMOTOR",null,"OC HLIDAY INN",1,"2018-04-05T17:21:00",0.97499999999854481,"5CLTG1541200FI"]
[25,"2018-04-04T17:57:00","CMI-560","2","230/3/60","1100",null,null,"MALLA DESC",null,"OC HLIDAY INN",1,"2018-04-05T17:21:00",0.97499999999854481,"5CMI560D1100MA"]
[27,"2018-04-04T17:57:00","CMI-710","2","230/3/60","650",null,null,"MALLA DESC",null,"OC HLIDAY INN",1,"2018-04-05T17:21:00",0.97499999999854481,"5CMI710D0650MA"]
[29,"2018-04-04T17:57:00","CMI-710","3","230/3/60","700",null,null,"MALLA DESC",null,"OC HLIDAY INN",1,"2018-04-05T17:21:00",0.97499999999854481,"5CMI710E0700MA"]
[30,"2018-04-04T17:57:00","CMI-710","5","230/3/60","950",null,null,"MALLA SUCC",null,"OC HLIDAY INN",1,"2018-04-05T17:21:00",0.97499999999854481,"5CMI710F0951MA"]
[31,"2018-04-05T13:28:00","CMI-1250",5,"460/3/60",575,null,null,"RESORTES",null,"OC K3-9060G",1,"2018-04-05T17:21:00",-0.83819444444816327,"5CMI1250F05750"]
[32,"2018-04-05T18:40:00","CDAH-9/9/",0.25,"127/1/60",800,null,null,"PV,SW","WM","BA MORELOS",1,"2018-04-05T20:21:00",-0.929861111115315,"5CDAH9920800WM"]
[33,"2018-04-09T09:42:00","CDAH-7/7",0.25,"220/1/60",1225,null,null,"MALLA SUCC, SW","WM","MB REYES SALGADO",1,"2018-04-09T15:16:00",-0.76805555555620231,"5CDAH7721225WM"]
[34,"2018-04-09T09:45:00","CMI-400",1,"220/1/60",1475,null,"UB","PV,SW,TD","WM","MB REYES SALGADO",1,"2018-04-09T15:16:00",-0.77013888888905058,"5CMI40061475WM"]
[35,"2018-04-09T10:13:00","CRVHT-24",3,"230/3/60",1075,null,null,"PV,SW,REJ PROT,TG","CINEPOLIS","C. TENAYUCA",1,"2018-04-09T15:16:00",-0.78958333333139308,"5CRVHT24E107CN"]
[36,"2018-04-09T10:13:00","CRHLT-10","1/4","127/1/60",1150,null,null,"PV,SW","CINEPOLIS","C. TENAYUCA",1,"2018-04-09T15:16:00",-0.78958333333139308,"5CRHLT102115CN"]
[37,"2018-04-09T10:13:00","CRHLT-12","1/3","127/1/60",1625,null,null,"PV,SW","CINEPOLIS","C. TENAYUCA",1,"2018-04-09T15:16:00",-0.78958333333139308,"5CRHLT123162CN"]
[38,"2018-04-09T10:13:00","CRHLT-18","1/4","127/1/60",850,null,null,"PV,SW","CINEPOLIS","C. TENAYUCA",1,"2018-04-09T15:16:00",-0.78958333333139308,"5CRHLT182850CN"]
[39,"2018-04-09T10:28:00","CLT-12","1/3","127/1/60",1200,null,null,"PV,SW","CINEPOLIS","C. MORELIA RIO",1,"2018-04-09T15:16:00",-0.80000000000291038,"5CLTG1231200CN"]
[40,"2018-04-09T10:28:00","CLT-10","1/3","127/1/60",1300,null,null,"PV,SW","CINEPOLIS","C. MORELIA RIO",1,"2018-04-09T15:16:00",-0.80000000000291038,"5CLTG1031300CN"]
[41,"2018-04-09T10:28:00","CLT-10","1/3","127/1/60",1325,null,null,"PV,SW","CINEPOLIS","C. MORELIA RIO",1,"2018-04-09T15:16:00",-0.80000000000291038,"5CLTG1031325CN"]
[42,"2018-04-09T10:28:00","CRVLT-20",1.5,"220/3/60",1225,null,null,"PV,SW,REJ PROT,TG","CINEPOLIS","C. MORELIA RIO",1,"2018-04-09T15:16:00",-0.80000000000291038,"5CRVLT20C122CN"]
[43,"2018-04-09T10:28:00","CRVLT-18","3/4","127/1/60",1200,null,null,"PV,SW,REJ PROT,TG","CINEPOLIS","C. MORELIA RIO",1,"2018-04-09T15:16:00",-0.80000000000291038,"5CRVLT185120CN"]
[44,"2018-04-09T10:28:00","CRHLT-28",3,"220/3/60",725,null,null,"PV,SW","CINEPOLIS","C. MORELIA RIO",1,"2018-04-09T15:16:00",-0.80000000000291038,"5CRHLT28E725CN"]
[45,"2018-04-09T11:57:00","CRHT-36",2,"230/3/60",505,{"$nulls":4},"OCG-56865",1,"2018-04-09T15:16:00",-0.86180555555620231,"5CRHT36D050500"]
[46,"2018-04-09T12:47:00","CLT-28",2,"460/3/60",725,null,null,"CUBREMOTOR","CYVSA","OC 4000033619",1,"2018-04-09T15:16:00",-0.89652777777519077,"5CLTG28D0725CM"]
[47,"2018-04-09T12:47:00","CLT-18",0.33333333333333331,"127/1/60",850,null,null,"CUBREMOTOR","CYVSA","OC 4000033619",1,"2018-04-09T15:16:00",-0.89652777777519077,"5CLTG1830850CM"]
[48,"2018-04-09T12:47:00","CLT-18",0.5,"460/3/60",875,null,null,"CUBREMOTOR","CYVSA","OC 4000033619",1,"2018-04-09T15:16:00",-0.89652777777519077,"5CLTG1890875CM"]
[49,"2018-04-09T13:32:00","BDBI-1000",15,"230/3/60",725,{"$nulls":4},"OC P05418-1997",1,"2018-04-10T13:02:00",0.97916666667151731,"5BDBI1000M0725"]
[50,"2018-04-09T13:32:00","CDAHF2-22/22",7.5,"230/3/60",775,{"$nulls":4},"OC P05418-1997",1,"2018-04-10T13:02:00",0.97916666667151731,"5CDAHF222G0775"]
[51,"2018-04-09T14:04:00","CLT-18",0.75,"460/3/60",1050,null,null,"CUBREMOTOR",null,"OC 4000033648",1,"2018-04-10T13:02:00",0.95694444444961846,"5CLTG18A1051CM"]
[52,"2018-04-10T10:16:00","TGT/4-1000-6-20",20,"440/3/60",1725,null,null,"ANG 24 (J)",null,"OC 27454-3",1,"2018-04-11T11:29:00",5.0694444449618459E-2,"5TGT410006020J"]
[53,"2018-04-10T10:16:00","TGT/4-1000-6-15",15,"440/3/60",1725,null,null,"ANG 20 (I)",null,"OC 27454-3",1,"2018-04-11T11:29:00",5.0694444449618459E-2,"5TGT41000615I"]
[54,"2018-04-10T10:21:00","CRVLT-16",0.33333333333333331,"127/1/60",950,{"$nulls":4},"OC 27454-3",1,"2018-04-11T11:29:00",4.7222222223354038E-2,"5CRVLT16309500"]
[55,"2018-04-10T10:42:00","CDA 30/28",20,"230/3/60",500,{"$nulls":4},"OC P05418-1997",1,"2018-04-11T11:29:00",3.2638888893416151E-2,"5CDAH328N05000"]
[56,"2018-04-10T11:41:00","CDAHF2-36/36",30,"220/3/60",400,null,null,"LOUVER EN SUCCIÓN, FILTROS MERV 7 Y FILTROS MERV 13",null,"OC 6049",1,"2018-04-11T11:29:00",0.99166666666860692,"5CDAHF236Q0400"]
[57,"2018-04-10T12:06:00","HGT-1500-7.5",7.5,"460/3/60",550,null,null,"WALL HOSUING, MALLA EN SUCCIÓN, ARREGLO A",null,"OC 1-17498",12,"2018-04-11T11:29:00",0.97430555555911269,"5HGT150075PMH"]
[58,"2018-04-10T15:58:00","CLT-18",0.75,"460/3/60",1150,null,null,"CUBREMOTOR",null,"OC 4000033648",1,"2018-04-12T14:50:00",1.952777777776646,"5CLTG18A1150CM"]
[59,"2018-04-10T16:02:00","CMI-500",0.75,"220/1/60",1150,{"$nulls":4},"OC 06042018",1,"2018-04-12T14:50:00",1.9499999999970896,"5CMI5005011500"]
[60,"2018-04-11T09:10:00","CMI-250",0.25,"127/1/60",1370,null,null,"5CMI25000000PI",null,"OC A-10124",1,"2018-04-12T14:50:00",0.23611111110949423,"5CMI25021370PI"]
[61,"2018-04-11T09:10:00","CMI-250",0.25,"127/1/60",1535,null,null,"5CMI25000000PI",null,"OC A-10124",1,"2018-04-12T14:50:00",0.23611111110949423,"5CMI25021535PI"]
[62,"2018-04-11T09:10:00","CMI-250",0.25,"127/1/60",1700,null,null,"5CMI25000000PI",null,"OC A-10124",1,"2018-04-12T14:50:00",0.23611111110949423,"5CMI25021700PI"]
[63,"2018-04-11T09:10:00","CMI-250",0.25,"127/1/60",1750,null,null,"5CMI25000000PI",null,"OC A-10124",1,"2018-04-12T14:50:00",0.23611111110949423,"5CMI25021750PI"]
[64,"2018-04-11T09:10:00","CMI-250",0.25,"127/1/60",1800,null,null,"5CMI25000000PI",null,"OC A-10124",1,"2018-04-12T14:50:00",0.23611111110949423,"5CMI25021800PI"]
[65,"2018-04-11T09:10:00","CMI-250",0.25,"127/1/60",1935,null,null,"5CMI25000000PI",null,"OC A-10124",1,"2018-04-12T14:50:00",0.23611111110949423,"5CMI25021935PI"]
[66,"2018-04-11T09:10:00","CMI-280",0.25,"127/1/60",1550,null,null,"5CMI28000000PI",null,"OC A-10124",2,"2018-04-12T14:50:00",0.23611111110949423,"5CMI28021550PI"]
[67,"2018-04-11T09:10:00","CMI-280",0.25,"127/1/60",1600,null,null,"5CMI28000000PI",null,"OC A-10124",1,"2018-04-12T14:50:00",0.23611111110949423,"5CMI28021600PI"]
[68,"2018-04-11T09:10:00","CMI-315",0.5,"127/1/60",1725,null,null,"5CMI31500000PI",null,"OC A-10124",1,"2018-04-12T14:50:00",{"$f":"NETWORKDAYS(B66,M66)+((M66-B66)-INT(M66-B66))-2","v":0.23611111110949423},"5CMI31541725PI"]
[69,"2018-04-11T09:10:00","CMI-315",0.25,"127/1/60",1270,null,null,"5CMI31500000PI",null,"OC A-10124",1,"2018-04-12T14:50:00",0.23611111110949423,"5CMI31521270PI"]
[70,"2018-04-11T09:10:00","CMI-315",0.25,"127/1/60",1300,null,null,"5CMI31500000PI",null,"OC A-10124",2,"2018-04-12T14:50:00",0.23611111110949423,"5CMI31521300PI"]
[71,"2018-04-11T09:10:00","CMI-315",0.25,"127/1/60",1350,null,null,"5CMI31500000PI",null,"OC A-10124",4,"2018-04-12T14:50:00",0.23611111110949423,"5CMI31521350PI"]
[72,"2018-04-11T09:10:00","CMI-355",0.5,"127/1/60",1250,null,null,"5CMI35500000PI",null,"OC A-10124",1,"2018-04-12T14:50:00",0.23611111110949423,"5CMI35541250PI"]
[73,"2018-04-11T09:10:00","CMI-355",0.5,"127/1/60",1300,null,null,"5CMI35500000PI",null,"OC A-10124",1,"2018-04-12T14:50:00",0.23611111110949423,"5CMI35541300PI"]
[74,"2018-04-11T09:10:00","CMI-355",0.33333333333333331,"127/1/60",1125,null,null,"5CMI35500000PI",null,"OC A-10124",1,"2018-04-12T14:50:00",0.23611111110949423,"5CMI35531125PI"]
[75,"2018-04-11T09:10:00","CMI-355",0.33333333333333331,"127/1/60",1150,null,null,"5CMI35500000PI",null,"OC A-10124",3,"2018-04-12T14:50:00",0.23611111110949423,"5CMI35531150PI"]
[76,"2018-04-11T09:10:00","CMI-355",0.33333333333333331,"127/1/60",1200,null,null,"5CMI35500000PI",null,"OC A-10124",6,"2018-04-12T14:50:00",0.23611111110949423,"5CMI35531200PI"]
[77,"2018-04-11T09:10:00","CMI-355",0.33333333333333331,"127/1/60",1225,null,null,"5CMI35500000PI",null,"OC A-10124",1,"2018-04-12T14:50:00",0.23611111110949423,"5CMI35531225PI"]
[78,"2018-04-11T09:18:00","CMI-355",0.25,"127/1/60",1050,null,null,"5CMI35500000PI",null,"OC A-10124",2,"2018-04-12T14:50:00",0.2305555555576575,"5CMI35521050PI"]
[{"$f":"A76+1","v":79},"2018-04-11T09:18:00","CMI-400",0.5,"127/1/60",1120,null,null,"5CMI40000000PI",null,"OC A-10124",1,"2018-04-12T14:50:00",0.2305555555576575,"5CMI40041120PI"]
[{"$f":"A77+1","v":80},"2018-04-11T09:18:00","CMI-400",0.75,"220/3/60",1250,null,null,"5CMI40000000PI",null,"OC A-10124",1,"2018-04-12T14:50:00",0.2305555555576575,"5CMI400A1250PI"]
[81,"2018-04-11T09:18:00","CMI-400",0.33333333333333331,"127/1/60",1000,null,null,"5CMI40000000PI",null,"OC A-10124",1,"2018-04-12T14:50:00",0.2305555555576575,"5CMI40031000PI"]
[82,"2018-04-11T09:18:00","CMI-450",0.5,"127/1/6",950,null,null,"5CMI45000000PI",null,"OC A-10124",2,"2018-04-12T14:50:00",0.2305555555576575,"5CMI45040950PI"]
[83,"2018-04-11T09:18:00","CMI-450",0.5,"127/1/6",900,null,null,"5CMI45000000PI",null,"OC A-10124",1,"2018-04-12T14:50:00",0.2305555555576575,"5CMI45040900PI"]
[84,"2018-04-11T09:18:00","CMI-500",0.75,"230/3/60",850,null,null,"5CMI50000000PI",null,"OC A-10124",1,"2018-04-12T14:50:00",0.2305555555576575,"5CMI500A0850PI"]
[85,"2018-04-11T16:37:00","CMI-630",7.5,"230/3/60",1225,"GI",null,null,null,"OC 1-40082",1,"2018-04-12T14:50:00",0.9256944444423425,"5CMI630G12250I"]
[86,"2018-04-11T16:37:00","CLT-18",2,"220/1/60",1350,null,null,"PORTAFILTROS Y FILTROS METALICOS",null,"OC 1-40082",1,"2018-04-12T14:50:00",0.9256944444423425,"5CLTG1811350FI"]
[87,"2018-04-11T17:07:00","CMI-710",5,"230/3/60",850,null,"UB",null,null,"OC 180611",1,"2018-04-12T14:50:00",0.90486111111385981,"5CMI710F0850UB"]
[88,"2018-04-11T17:23:00","CRHLT-16",1.5,"230/3/60",1625,{"$nulls":4},"OC 0073",1,"2018-04-12T14:50:00",0.89374999999563443,"5CRHLT16C01625"]
[89,"2018-04-11T17:31:00","CDAVF2-18/18",2,"230/3/60",625,null,null,"FILTROS METALICOS Y FILTROS PILSADOS MERV8",null,"OC 0072",1,"2018-04-12T14:50:00",0.88819444444379769,"5CDAVF218D0625"]
[90,"2018-04-11T17:31:00","CDAVF2-12/12",2,"230/3/60",1050,null,null,"FILTROS METALICOS Y FILTROS PILSADOS MERV8",null,"OC 0072",1,"2018-04-12T14:50:00",0.88819444444379769,"5CDAVF212D1051"]
[91,"2018-04-11T17:31:00","CDAVF2-12/12",1.5,"230/3/60",925,null,null,"FILTROS METALICOS Y FILTROS PILSADOS MERV8",null,"OC 0072",1,"2018-04-12T14:50:00",0.88819444444379769,"5CDAVF212C0925"]
[92,"2018-04-12T10:41:00","CME-1000",20,"460/3/60",850,null,null,"MOTOR APEX, ARREGLO ANTICHISPA AMCA TIPO \"C\"",null,"OC 2727",2,"2018-04-16T11:57:00",1.0527777777751908,"5CME1000N85APX"]
[93,"2018-04-12T11:23:00","CMI-400",1,"230/3/60",1475,null,null,"MALLA DESC, PV, SW","CINEPOLIS","C. LA PAZ",1,"2018-04-13T08:53:00",0.89583333332848269,"5CMI400B1475CN"]
[94,"2018-04-12T11:33:00","CRHLT-18",0.33333333333333331,"127/1/60",900,null,null,"PV,SW","CINEPOLIS","C. SENDERO GANADERA",1,"2018-04-13T08:53:00",0.88888888889050577,"5CRHLT183900CN"]
[95,"2018-04-12T11:50:00","CRHLT-22",1,"230/3/60",775,null,null,"PV,SW","CINEPOLIS","C. SENDERO MEXICALI",1,"2018-04-13T08:53:00",0.87708333333284827,"5CRHLT22B775CN"]
[96,"2018-04-12T11:50:00","CRVHT-14",1,"230/3/60",1975,null,null,"PV,SW, REJ PROT, TG","CINEPOLIS","C. SENDERO MEXICALI",1,"2018-04-13T08:53:00",0.87708333333284827,"5CRVHT14B197CN"]
[97,"2018-04-12T11:50:00","CRHLT-16",0.75,"127/1/60",1125,null,null,"PV,SW","CINEPOLIS","C. SENDERO MEXICALI",1,"2018-04-13T08:53:00",0.87708333333284827,"5CRHLT165112CN"]
[98,"2018-04-12T11:50:00","CRHLT-16",0.5,"127/1/60",1100,null,null,"PV,SW","CINEPOLIS","C. SENDERO MEXICALI",1,"2018-04-13T08:53:00",0.87708333333284827,"5CRHLT164110CN"]
[99,"2018-04-13T13:51:00","TAT-800/L",2,"460/3/60",1400,null,null,"MOTOR APEX ",null,"OC 6099",1,"2018-04-14T11:29:00",-9.8611111105128657E-2,"5TAT800L14APX"]
[100,"2018-04-13T15:36:00","CRVLT-12",0.25,"127/1/60",1350,{"$nulls":4},"OC 197",1,"2018-04-14T11:29:00",-0.17152777777664596,"5CRVLT12201350"]
[101,"2018-04-13T16:26:00","CRHL-T-12","1/3","127/1/60",1450,null,null,"SW",null,"OC 4000033859",1,"2018-04-14T11:29:00",-0.20624999999563443,"5CRHLT1231450S"]
[102,"2018-04-13T16:26:00","CRHL-T-10","1/4","127/1/60",1475,null,null,"SW",null,"OC 4000033859",1,"2018-04-14T11:29:00",-0.20624999999563443,"5CRHLT1021470S"]
[103,"2018-04-13T16:26:00","CRHL-T-14","3/4","127/1/60",1826,null,null,"SW",null,"OC 4000033859",1,"2018-04-14T11:29:00",-0.20624999999563443,"5CRHLT1451820S"]
[104,"2018-04-13T16:26:00","CRHL-T-16","1/2","127/1/60",1100,null,null,"SW",null,"OC 4000033859",1,"2018-04-14T11:29:00",-0.20624999999563443,"5CRHLT1641100S"]
[105,"2018-04-13T16:26:00","CRHL-T-16","1/2","127/1/60",1050,null,null,"SW",null,"OC 4000033859",8,"2018-04-14T11:29:00",-0.20624999999563443,"5CRHLT1641050S"]
[106,"2018-04-13T16:26:00","CRHL-T-20","1/2","127/1/60",800,null,null,"SW",null,"OC 4000033859",1,"2018-04-14T11:29:00",-0.20624999999563443,"5CRHLT2040800S"]
[107,"2018-04-13T16:26:00","CRHL-T-18","1/2","127/1/60",1050,null,null,"SW",null,"OC 4000033859",5,"2018-04-14T11:29:00",-0.20624999999563443,"5CRHLT1841050S"]
[108,"2018-04-16T11:35:00","HGT-800",1,"230/3/60",800,null,null,"SW",null,"OC 505-130418",1,"2018-04-16T13:43:00",-0.91111111111240461,"5HGT800H0S"]
[109,"2018-04-16T11:50:00","BDBI-355",3,"230/3/60",2475,{"$nulls":4},"OC 18 AD 001",1,"2018-04-16T13:43:00",-0.92152777777664596,"5BDBI355E02475"]
[110,"2018-04-18T09:44:00","CMI-355",0.5,"127/1/60",1700,"GI","UB","TD,PV,SW","WM","SC LAS ANTENAS",1,"2018-04-19T14:43:00",0.20763888888905058,"5CMI35541700WM"]
[111,"2018-04-18T10:28:00","CDAHF2-12/12",1.5,"127/1/60",1150,{"$nulls":4},"OC 43800",1,"2018-04-19T14:43:00",0.17708333332848269,"5CDAHF21271150"]
[112,"2018-04-18T11:09:00","CRHLT-10","1/4","127/1","1375",null,null,"SW","CYVSA","OC 4000034023",1,"2018-04-19T14:43:00",0.14861111110803904,"5CRHLT1021370S"]
[113,"2018-04-18T11:09:00","CRHLT-10","1/4","127/1","1400",null,null,"SW","CYVSA","OC 4000034023",1,"2018-04-19T14:43:00",0.14861111110803904,"5CRHLT1021400S"]
[114,"2018-04-18T11:09:00","CRHLT-10","1/3","127/1","1775",null,null,"SW","CYVSA","OC 4000034023",1,"2018-04-19T14:43:00",0.14861111110803904,"5CRHLT1031770S"]
[115,"2018-04-18T11:09:00","CRHLT-14","3/4","127/1","1825",null,null,"SW","CYVSA","OC 4000034023",1,"2018-04-19T14:43:00",0.14861111110803904,"5CRHLT1451825S"]
[116,"2018-04-18T11:09:00","CRHLT-16","1/2","127/1","1250",null,null,"SW","CYVSA","OC 4000034023",1,"2018-04-19T14:43:00",0.14861111110803904,"5CRHLT1641250S"]
[117,"2018-04-18T11:09:00","CRHLT-16","1/2","127/1","1125 ",null,null,"SW","CYVSA","OC 4000034023",1,"2018-04-19T14:43:00",0.14861111110803904,"5CRHLT1641120S"]
[118,"2018-04-18T11:09:00","CRHLT-16","1","230/3","1425",null,null,"SW","CYVSA","OC 4000034023",1,"2018-04-19T14:43:00",0.14861111110803904,"5CRHLT16B1420S"]
[119,"2018-04-18T11:09:00","CRHLT-16","3/4","230/3","1375",null,null,"SW","CYVSA","OC 4000034023",4,"2018-04-19T14:43:00",0.14861111110803904,"5CRHLT16A1370S"]
[120,"2018-04-18T11:09:00","CRHLT-16","1","230/3","1475",null,null,"SW","CYVSA","OC 4000034023",6,"2018-04-19T14:43:00",0.14861111110803904,"5CRHLT16B1470S"]
[121,"2018-04-18T11:26:00","CRHLT-16",0.25,"460/3/60",900,{"$nulls":4},"OC 4000033881",1,"2018-04-19T14:43:00",0.13680555555038154,"5CRHLT16809000"]
[122,"2018-04-18T11:26:00","CRHLT-22",1,"460/3/60",750,{"$nulls":4},"OC 4000033881",1,"2018-04-19T14:43:00",0.13680555555038154,"5CRHLT22B07500"]
[123,"2018-04-18T11:38:00","CME-400",1,"230/3/60",1512,null,null,"MOTOR APEX, ARREGLO ANTCHISPA AMCA TIPO C",null,"OCG57007",1,"2018-04-19T14:43:00",0.12847222221898846,"5CME400B151APX"]
[124,"2018-04-18T12:31:00","DAL-H-72",10,"440/3/60",380,{"$nulls":4},"OC 180721",1,"2018-04-19T14:43:00",9.1666666667151731E-2,"5DLHF72H038000"]
[125,"2018-04-18T12:40:00","CMI-630",3,"220/3/60",926,null,"UB",null,null,"OC 180728",1,"2018-04-19T14:43:00",8.5416666661330964E-2,"5CMI630E0926UB"]
[126,"2018-04-18T12:40:00","CMI-450",0.33333333333333331,"115/1/60",893,{"$nulls":4},"OC 180728",1,"2018-04-19T14:43:00",8.5416666661330964E-2,"5CMI4503089300"]
[127,"2018-04-18T13:17:00","CMI-280",0.75,"230/3/60",2125,null,null,null,"INICA EXT","OC-53886",1,"2018-04-19T14:43:00",5.9722222220443655E-2,"5CMI280A021250"]
[128,"2018-04-18T13:18:00","CMI-280",1,"230/3/60",2475,null,null,null,"INICA EXT","OC-53886",1,"2018-04-19T14:43:00",5.9027777773735579E-2,"5CMI280B024750"]
[129,"2018-04-18T15:39:00","TGT/4-1000-3",15,"230/3/60",1725,null,null,"ANGULO \"L\"",null,"OC-000027537-2",1,"2018-04-18T15:56:00",-0.9881944444423425,"5TGT41000315L"]
[130,"2018-04-18T17:18:00","DALVF-36",5,"460/3/60",382,null,null,null,"CHEDRAUI","OC 120418-1691,90,89",42,"2018-04-19T14:43:00",0.89236111110949423,"5UDLVF36F03820"]
[131,"2018-04-19T12:41:00","CRHLT-12",0.5,"127/1/60",1650,null,null,"PV,SW","CINEPOLIS","C. PUNTO VALLE",1,"2018-04-19T15:51:00",-0.86805555555474712,"5CRHLT124165CN"]
[132,"2018-04-19T12:41:00","CRVHT-14",0.75,"127/1/60",1925,null,null,"PV,SW,REJ PROT,TG","CINEPOLIS","C. PUNTO VALLE",1,"2018-04-19T15:51:00",{"$f":"NETWORKDAYS(B130,M130)+((M130-B130)-INT(M130-B130))-2","v":-0.86805555555474712},"5CRVHT145192CN"]
[133,"2018-04-19T12:41:00","CRVHT-22",3,"230/3/60",1150,null,null,"PV,SW,REJ PROT,TG","CINEPOLIS","C. PUNTO VALLE",1,"2018-04-19T15:51:00",-0.86805555555474712,"5CRVHT22E115CN"]
[134,"2018-04-19T12:54:00","CRHLT-14",0.75,"127/1/60",1650,null,null,"PV,SW","CINEPOLIS","C. MID TOWN",1,"2018-04-19T15:51:00",-0.87708333333284827,"5CRHLT145165CN"]
[135,"2018-04-19T12:54:00","CRHLT-14",0.5,"127/1/60",1550,null,null,"PV,SW","CINEPOLIS","C. MID TOWN",1,"2018-04-19T15:51:00",-0.87708333333284827,"5CRHLT144155CN"]
[136,"2018-04-23T12:53:00","CDAHF2-12/12",0.25,"440/3/60",500,null,null,"DESARMADA",null,"OC 6061",1,"2018-04-23T16:34:00",-0.84652777777955635,"5CDAHF21285DES"]
[137,"2018-04-23T12:53:00","DAL-H-72",20,"440/3/60",450,{"$nulls":4},"OC 180761",1,"2018-04-23T16:34:00",-0.84652777777955635,"5DLHF72N004500"]
[138,"2018-04-23T12:53:00","CME-800",7.5,"220/3/60",900,null,null,"MOTOR APEX, ARREGLO AMCA TIPO C",null,"OC 15814",1,"2018-04-23T16:34:00",-0.84652777777955635,"5CME800G090APX"]
[139,"2018-04-24T08:59:00","CMI-355",0.5,"127/1/60",1375,null,null,"PV,SW, MALLA EN DESC","CINEPOLIS","C. CUATRO CAMINOS",1,"2018-04-24T21:23:00",-0.48333333332993789,"5CMI35541375CN"]
[140,"2018-04-24T08:59:00","CMI-355",0.33333333333333331,"127/1/60",1200,null,null,"PV,SW, MALLA EN DESC","CINEPOLIS","C. CUATRO CAMINOS",1,"2018-04-24T21:23:00",-0.48333333332993789,"5CMI35531200CN"]
[141,"2018-04-24T16:11:00","PL-152",0.5,"220/3/60",3450,"CW","UB",null,"EOLIS","OC 450788183",1,"2018-04-24T21:23:00",null,"PENDIENTE"]
[142,"2018-04-24T17:06:00","CMI-630 INOX",10,"230/3/60",1475,null,null,null,"FAAR","SP2018-11",1,"2018-04-24T21:23:00",-0.82152777777810115,"5CMI630H01INOX"]
[143,"2018-04-24T17:36:00","CMI-315",0.75,"220/1/60",1850,{"$nulls":4},"OC 180421",1,"2018-04-24T21:23:00",-0.84236111110658385,"5CMI3155018500"]
[{"$f":"A141+1","v":144},"2018-04-24T17:47:00","CCR-18/18",2,"230/3/60",560,{"$nulls":4},"SP-240418",1,"2018-04-24T21:23:00",-0.84999999999854481,"5CCR1818D05600"]
[145,"2018-04-24T17:47:00","CCR-15/15",2,"230/3/60",736,{"$nulls":4},"SP-240418",1,"2018-04-24T21:23:00",-0.84999999999854481,"5CCR1515D07360"]
[146,"2018-04-24T18:11:00","CRVLT-16",0.5,"127/1/60",1100,{"$nulls":4},"OC 59556",1,"2018-04-24T21:23:00",-0.86666666666860692,"5CRVLT16401100"]
[147,"2018-04-24T18:11:00","CRVLT-10",0.33333333333333331,"127/1/60",1800,{"$nulls":4},"OC 59556",1,"2018-04-24T21:23:00",-0.86666666666860692,"5CRVLT10301800"]
[148,"2018-04-24T18:11:00","CRVLT-14",0.5,"127/1/60",1700,{"$nulls":4},"OC 59556",1,"2018-04-24T21:23:00",-0.86666666666860692,"5CRVLT14401700"]
[149,"2018-04-24T18:41:00","CLT-12",0.33333333333333331,"230/3/60",1400,null,null,"CUBIERTA MOTOR",null,"OC 1804-142",1,"2018-04-24T21:23:00",-0.88749999999708962,"5CLTG12T1400CM"]
[150,"2018-04-24T18:41:00","CLT-22",2,"230/3/60",1100,null,null,"CUBIERTA MOTOR",null,"OC 1804-142",1,"2018-04-24T21:23:00",-0.88749999999708962,"5CLTG22D1100CM"]
[151,"2018-04-24T18:45:00","CLT-33",7.5,"220/3/60",840,{"$nulls":4},"OC 1",1,"2018-04-24T21:23:00",-0.89027777777664596,"EXISTE (5CLTG33G08400)"]
[152,"2018-04-25T10:14:00","CLT-18",5,"440/3/60",1825,null,null,"CUBREMOTOR",null,"O 27454-3",1,"2018-04-26T17:28:00",0.30138888888905058,"5CLTG18F1825CM"]
[153,"2018-04-25T10:22:00","DALV-25",5,"220/3/60",584,null,"UB","LOUVERS, BANCO PTA FILTROS Y FILTROS METALICOS",null,"OC AGS2195",1,"2018-04-26T17:28:00",0.29583333333721384,"5DLVF25F0584UB"]
[154,"2018-04-25T17:02:00","CDAHF1-18/18",3,"460/3/60",800,null,null,"LV, MERV8","CYVSA","4000034077",1,"2018-04-26T17:28:00",1.8055555556202307E-2,"5CDAHF118E80LV"]
[155,"2018-04-25T17:02:00","CDAHF1-18/18",1.5,"460/3/60",725,null,null,"LV, MERV8","CYVSA","4000034077",1,"2018-04-26T17:28:00",1.8055555556202307E-2,"5CDAHF118C72LV"]
[156,"2018-04-25T17:02:00","CDAHF1-18/18",1.5,"460/3/60",700,null,null,"LV, MERV8","CYVSA","4000034077",1,"2018-04-26T17:28:00",1.8055555556202307E-2,"5CDAHF118C70LV"]
[157,"2018-04-25T17:04:00","CDAHF1-22/22",3,"460/3/60",600,null,null,"LV, MERV8","CYVSA","4000034077",1,"2018-04-26T17:28:00",1.6666666670062114E-2,"5CDAHF122E60LV"]
[158,"2018-04-25T17:04:00","CMI-250",0.25,"127/1/60",1825,null,"UB",null,"CYVSA","4000034077",1,"2018-04-26T17:28:00",1.6666666670062114E-2,"5CMI25021825UB"]
[159,"2018-04-25T17:04:00","CMI-250",0.25,"127/1/60",1382,null,"UB","DISCO DE ENFRIAMIENTO, SELLO EN FLECHA, PINTURA ALTA TEMPERATURA","CYVSA","4000034077",1,"2018-04-26T17:28:00",1.6666666670062114E-2,"5CMI25021382UB"]
[160,"2018-04-25T17:04:00","CMI-250",0.25,"127/1/60",2025,null,"UB",null,"CYVSA","4000034077",1,"2018-04-26T17:28:00",1.6666666670062114E-2,"5CMI25022025UB"]
[161,"2018-04-25T17:04:00","CMI-250",0.25,"127/1/60",1950,null,"UB","DISCO DE ENFRIAMIENTO, SELLO EN FLECHA, PINTURA ALTA TEMPERATURA","CYVSA","4000034077",1,"2018-04-26T17:28:00",1.6666666670062114E-2,"5CMI25021950UB"]
[162,"2018-04-25T17:06:00","CMI-280",0.33333333333333331,"460/3/60",1600,null,"UB",null,"CYVSA","4000034077",1,"2018-04-26T17:28:00",1.5277777776645962E-2,"5CMI280T1600UB"]
[163,"2018-04-25T17:06:00","CMI-280",0.25,"127/1/60",1600,null,"UB","DISCO DE ENFRIAMIENTO, SELLO EN FLECHA, PINTURA ALTA TEMPERATURA","CYVSA","4000034077",4,"2018-04-26T17:28:00",1.5277777776645962E-2,"5CMI28021601UB"]
[164,"2018-04-25T17:06:00","CMI-280",0.25,"127/1/60",1625,null,"UB","DISCO DE ENFRIAMIENTO, SELLO EN FLECHA, PINTURA ALTA TEMPERATURA","CYVSA","4000034077",1,"2018-04-26T17:28:00",1.5277777776645962E-2,"5CMI28021625UB"]
[165,"2018-04-25T17:08:00","CMI-315",0.33333333333333331,"127/1/60",1425,null,"UB",null,"CYVSA","4000034077",1,"2018-04-26T17:28:00",1.3888888890505768E-2,"5CMI31531425UB"]
[166,"2018-04-25T17:08:00","CMI-355",0.5,"127/1/60",1450,null,"UB",null,"CYVSA","4000034077",2,"2018-04-26T17:28:00",1.3888888890505768E-2,"5CMI35541450UB"]
[167,"2018-04-25T17:12:00","CMI-355",0.5,"127/1/60",1425,null,"UB","DISCO DE ENFRIAMIENTO, SELLO EN FLECHA, PINTURA ALTA TEMPERATURA","CYVSA","4000034077",2,"2018-04-26T17:28:00",1.1111111110949423E-2,"5CMI35541425UB"]
[168,"2018-04-25T17:12:00","CMI-355",0.33333333333333331,"127/1/60",1325,null,"UB",null,"CYVSA","4000034077",2,"2018-04-26T17:28:00",1.1111111110949423E-2,"5CMI35531325UB"]
[169,"2018-04-25T17:12:00","CMI-355",0.33333333333333331,"127/1/60",1275,null,"UB",null,"CYVSA","4000034077",1,"2018-04-26T17:28:00",1.1111111110949423E-2,"EXISTE (5CMI35531275UB)"]
[170,"2018-04-25T17:12:00","CMI-355",0.33333333333333331,"127/1/60",1325,null,"UB","DISCO DE ENFRIAMIENTO, SELLO EN FLECHA, PINTURA ALTA TEMPERATURA","CYVSA","4000034077",1,"2018-04-26T17:28:00",1.1111111110949423E-2,"5CMI35530132UB"]
[171,"2018-04-25T17:13:00","CMI-355",0.25,"127/1/60",1200,null,"UB","DISCO DE ENFRIAMIENTO, SELLO EN FLECHA, PINTURA ALTA TEMPERATURA","CYVSA","4000034077",1,"2018-04-26T17:28:00",1.0416666664241347E-2,"5CMI35521200UB"]
[172,"2018-04-25T17:15:00","CMI-450",0.5,"127/1/60",1075,null,"UB","DISCO DE ENFRIAMIENTO, SELLO EN FLECHA, PINTURA ALTA TEMPERATURA","CYVSA","4000034077",1,"2018-04-26T17:28:00",9.0277777781011537E-3,"5CMI45041076UB"]
[173,"2018-04-25T17:15:00","CMI-450",0.5,"127/1/60",1025,null,"UB",null,"CYVSA","4000034077",1,"2018-04-26T17:28:00",9.0277777781011537E-3,"EXISTE (5CMI45041025UB)"]
[174,"2018-04-25T17:15:00","CMI-450",0.5,"127/1/60",1025,null,"UB","DISCO DE ENFRIAMIENTO, SELLO EN FLECHA, PINTURA ALTA TEMPERATURA","CYVSA","4000034077",1,"2018-04-26T17:28:00",9.0277777781011537E-3,"5CMI45041026UB"]
[175,"2018-04-25T17:15:00","CMI-500",0.75,"460/3/60",900,null,"UB",null,"CYVSA","4000034077",2,"2018-04-26T17:28:00",9.0277777781011537E-3,"5CMI500A0900UB"]
[176,"2018-04-25T17:15:00","CMI-560",1,"460/3/60",850,null,"UB",null,"CYVSA","4000034077",1,"2018-04-26T17:28:00",9.0277777781011537E-3,"5CMI560B0850UB"]
[177,"2018-04-25T17:15:00","CMI-560",0.75,"460/3/60",760,null,"UB",null,"CYVSA","4000034077",1,"2018-04-26T17:28:00",9.0277777781011537E-3,"5CMI560A0760UB"]
[178,"2018-04-25T17:15:00","CMI-560",0.75,"460/3/60",737,null,"UB",null,"CYVSA","4000034077",1,"2018-04-26T17:28:00",9.0277777781011537E-3,"5CMI560A0737UB"]
[179,"2018-04-25T17:19:00","CMI-630",1,"460/3/60",700,null,"UB",null,"CYVSA","4000034077",1,"2018-04-26T17:28:00",6.2499999985448085E-3,"5CMI630B0700UB"]
[180,"2018-04-25T17:19:00","CMI-710",1.5,"460/3/60",650,null,"UB",null,"CYVSA","4000034077",2,"2018-04-26T17:28:00",6.2499999985448085E-3,"5CMI710C0650UB"]
[181,"2018-04-25T17:19:00","CMI-710",1,"460/3/60",625,null,"UB",null,"CYVSA","4000034077",1,"2018-04-26T17:28:00",6.2499999985448085E-3,"5CMI710B0625UB"]
[182,"2018-04-25T17:21:00","CMI-800",1.5,"460/3/60",575,null,"UB",null,"CYVSA","4000034077",1,"2018-04-26T17:28:00",4.8611111124046147E-3,"5CMI800C0575UB"]
[183,"2018-04-25T17:21:00","HGT-1250 1 1/2",1.5,"460/3/60",500,null,null,"PERSIANA DESC, WALL HOUSING, MALLA SUCC ARREGLO A","CYVSA","4000034077",1,"2018-04-26T17:28:00",4.8611111124046147E-3,"5HGT1250L0PMH"]
[184,"2018-04-25T17:21:00","I-HGT-1000 3/4",0.75,"460/3/60",550,null,null,"PERSIANA ASPIRACIÓN, WALL COLLAR, MALLA EN DESC (ARREGLO B)","CYVSA","4000034077",1,"2018-04-26T17:28:00",4.8611111124046147E-3,"5IHGT1000LPMWC"]
[185,"2018-04-25T17:21:00","I-HGT-1250 1 1/2",1.5,"460/3/60",500,null,null,"PERSIANA ASPIRACIÓN, WALL COLLAR, MALLA EN DESC (ARREGLO B)","CYVSA","4000034077",1,"2018-04-26T17:28:00",4.8611111124046147E-3,"5IHGT1250L0PMW"]
[186,"2018-04-26T13:46:00","DALH-9",1.5,"220/3/60",680,{"$nulls":4},"OC 22435",1,"2018-04-26T19:34:00",-0.75833333333139308,"5UDLHF99C06800"]
[187,"2018-04-26T14:08:00","CMI-710",5,"230/3/60",983,{"$nulls":4},"OC 8134",1,"2018-04-26T19:34:00",-0.77361111110803904,"5CMI710F098300"]
[188,"2018-04-26T14:08:00","CCK-18/18",2,"230/3/60",500,{"$nulls":4},"OC 8134",1,"2018-04-26T19:34:00",-0.77361111110803904,"5CCK1818D05000"]
[189,"2018-04-27T08:44:00","CDAH-12/12",0.33333333333333331,"127/1/60",800,null,null,null,"EDIF. NAVAL","OC 014-18 EDIF II",1,"2018-04-27T17:34:00",-0.63194444444525288,"5CDAH121230800"]
[190,"2018-04-27T08:44:00","C/DAH-12/12",2,"460/3/60",1175,null,null,null,"EDIF. NAVAL","OC 014-18 EDIF II",1,"2018-04-27T17:34:00",-0.63194444444525288,"5CDAH1212D1175"]
[191,"2018-04-27T08:44:00","C/DAH-12/12",1,"460/3/60",1000,null,null,null,"EDIF. NAVAL","OC 014-18 EDIF II",1,"2018-04-27T17:34:00",-0.63194444444525288,"5CDAH1212B1000"]
[192,"2018-04-27T08:44:00","C/DAH-12/12",0.75,"460/3/60",925,null,null,null,"EDIF. NAVAL","OC 014-18 EDIF II",2,"2018-04-27T17:34:00",-0.63194444444525288,"5CDAH1212A0925"]
[193,"2018-04-27T08:44:00","C/DAH-12/12",0.75,"460/3/60",950,null,null,null,"EDIF. NAVAL","OC 014-18 EDIF II",2,"2018-04-27T17:34:00",-0.63194444444525288,"5CDAH1212A0950"]
[194,"2018-04-27T08:56:00","C/DAH-12/12",0.25,"127/1/60",800,null,null,null,"EDIF. NAVAL","OC 014-18 EDIF II",2,"2018-04-27T17:34:00",-0.64027777777664596,"5CDAH121220800"]
[195,"2018-04-27T09:00:00","C/DAH-18/18",2,"460/3/60",650,null,null,null,"EDIF. NAVAL","OC 014-18 EDIF II",2,"2018-04-27T17:34:00",{"$f":"NETWORKDAYS(B193,M193)+((M193-B193)-INT(M193-B193))-2","v":-0.64305555555620231},"5CDAH1818D0650"]
[196,"2018-04-27T09:00:00","C/DAH-18/18",3,"460/3/60",725,null,null,null,"EDIF. NAVAL","OC 014-18 EDIF II",1,"2018-04-27T17:34:00",-0.64305555555620231,"5CDAH1818E0725"]
[197,"2018-04-27T09:00:00","C/DAH-22/22",5,"460/3/60",600,null,null,null,"EDIF. NAVAL","OC 014-18 EDIF II",1,"2018-04-27T17:34:00",-0.64305555555620231,"5CDAH2222F0600"]
[198,"2018-04-27T09:00:00","C/DAH-7/7",0.5,"460/3/60",1450,null,null,null,"EDIF. NAVAL","OC 014-18 EDIF II",1,"2018-04-27T17:34:00",-0.64305555555620231,"5CDAH779014500"]
[199,"2018-04-27T09:00:00","C/DAH-9/9",0.75,"460/3/60",1325,null,null,null,"EDIF. NAVAL","OC 014-18 EDIF II",1,"2018-04-27T17:34:00",-0.64305555555620231,"5CDAH99A013250"]
[200,"2018-04-27T09:00:00","C/DAH-9/9",0.75,"460/3/60",1275,null,null,null,"EDIF. NAVAL","OC 014-18 EDIF II",1,"2018-04-27T17:34:00",-0.64305555555620231,"5CDAH99A012750"]
[201,"2018-04-27T09:00:00","C/DAH-9/9",0.5,"460/3/60",1225,null,null,null,"EDIF. NAVAL","OC 014-18 EDIF II",1,"2018-04-27T17:34:00",-0.64305555555620231,"5CDAH999012250"]
[202,"2018-04-27T09:00:00","C/DAH-9/9",0.33333333333333331,"127/1/60",1075,null,null,null,"EDIF. NAVAL","OC 014-18 EDIF II",1,"2018-04-27T17:34:00",-0.64305555555620231,"5CDAH993010750"]
[203,"2018-04-27T09:00:00","CRHLT-16",0.5,"127/1/60",1100,null,null,null,"EDIF. NAVAL","OC 014-18 EDIF II",1,"2018-04-27T17:34:00",-0.64305555555620231,"5CRHLT16401100"]
[204,"2018-04-30T10:24:00","CRVLT-16",0.75,"220/3/60",1425,null,null,"PV,SW,REJ PROT,TG","WM","MB AMECAMECA",1,"2018-05-01T17:42:00",0.30416666666860692,"5CRVLT16A142WM"]
[205,"2018-04-30T10:36:00","CRVHT-26",2,"460/3/60",775,null,null,"PV,SW,REJ PROT,TG","WM","SP TEJADA",1,"2018-05-01T17:42:00",0.29583333333721384,"5CRVHT26D775WM"]
[206,"2018-04-30T10:40:00","CRHLT-16",0.25,"127/1/60",800,null,null,"PV,SW","WM","SP TEJADA",1,"2018-05-01T17:42:00",0.2930555555576575,"5CRHLT162800WM"]
[207,"2018-04-30T12:38:00","CMI-250",0.5,"127/1/60",2000,null,null,"PV, MALLA EN DESC","LATAM GYM","OC. CLUB SMART FIT UAM",1,"2018-05-01T17:42:00",0.211111111115315,"5CMI25042000MA"]
[{"$f":"A205+1","v":208},"2018-04-30T12:59:00","CLTG-24",2,"230/3/60",1000,null,null,"PV, PINTURA BCO, CUBREMOTOR","LATAM GYM","OC. CLUB SF AHUEHUETES",1,"2018-05-01T17:42:00",0.19652777777810115,"5CLTG24D10PINT"]
[209,{"$nulls":12},-2]
[210,{"$nulls":12},-2]
[211,{"$nulls":12},-2]
[212,{"$nulls":12},-2]
[213,{"$nulls":12},-2]
[214,{"$nulls":12},-2]
[215,{"$nulls":12},-2]
[216,{"$nulls":12},-2]
[217,{"$nulls":12},-2]
[218,{"$nulls":12},-2]
[219,{"$nulls":12},-2]
[220,{"$nulls":12},-2]
[221,{"$nulls":12},-2]
[222,{"$nulls":12},-2]
[223,{"$nulls":12},-2]
[224,{"$nulls":12},-2]
[225,{"$nulls":12},-2]
[226,{"$nulls":12},-2]
[227,{"$nulls":12},-2]
[228,{"$nulls":12},-2]
[229,{"$nulls":12},-2]
[230,{"$nulls":12},-2]
[231,{"$nulls":12},-2]
[232,{"$nulls":12},-2]
[233,{"$nulls":12},-2]
[234,{"$nulls":12},-2]
[235,{"$nulls":12},-2]
[236,{"$nulls":12},-2]
[237,{"$nulls":12},-2]
[238,{"$nulls":12},-2]
[239,{"$nulls":12},-2]
[240,{"$nulls":12},-2]
[241,{"$nulls":12},-2]
[242,{"$nulls":12},-2]
[243,{"$nulls":12},-2]
[244,{"$nulls":12},-2]
[245,{"$nulls":12},-2]
[246,{"$nulls":12},-2]
[247,{"$nulls":12},-2]
[248,{"$nulls":12},-2]
[249,{"$nulls":12},-2]
[250,{"$nulls":12},-2]
[251,{"$nulls":12},-2]
[252,{"$nulls":12},-2]
[253,{"$nulls":12},-2]
[254,{"$nulls":12},-2]
[255,{"$nulls":12},-2]
[256,{"$nulls":12},-2]
[257,{"$nulls":12},-2]
[258,{"$nulls":12},-2]
[259,{"$nulls":12},{"$f":"NETWORKDAYS(B257,M257)+((M257-B257)-INT(M257-B257))-2","v":-2}]
[260,{"$nulls":12},-2]
[261,{"$nulls":12},-2]
[262,{"$nulls":12},-2]
[263,{"$nulls":12},-2]
[264,{"$nulls":12},-2]
[265,{"$nulls":12},-2]
[266,{"$nulls":12},-2]
[267,{"$nulls":12},-2]
[268,{"$nulls":12},-2]
[269,{"$nulls":12},-2]
[270,{"$nulls":12},-2]
[271,{"$nulls":12},-2]
[{"$f":"A269+1","v":272},{"$nulls":12},-2]
[273,{"$nulls":12},-2]
[274,{"$nulls":12},-2]
[275,{"$nulls":12},-2]
[276,{"$nulls":12},-2]
[277,{"$nulls":12},-2]
[278,{"$nulls":12},-2]
[279,{"$nulls":12},-2]
[280,{"$nulls":12},-2]
[281,{"$nulls":12},-2]
[282,{"$nulls":12},-2]
[283,{"$nulls":12},-2]
[284,{"$nulls":12},-2]
[285,{"$nulls":12},-2]
[286,{"$nulls":12},-2]
[287,{"$nulls":12},-2]
[288,{"$nulls":12},-2]
[289,{"$nulls":12},-2]
[290,{"$nulls":12},-2]
[291,{"$nulls":12},-2]
[292,{"$nulls":12},-2]
[293,{"$nulls":12},-2]
[294,{"$nulls":12},-2]
[295,{"$nulls":12},-2]
[296,{"$nulls":12},-2]
[297,{"$nulls":12},-2]
[298,{"$nulls":12},-2]
[299,{"$nulls":12},-2]
[300,{"$nulls":12},-2]
[301,{"$nulls":12},-2]
[302,{"$nulls":12},-2]
[303,{"$nulls":12},-2]
[304,{"$nulls":12},-2]
[305,{"$nulls":12},-2]
[306,{"$nulls":12},-2]
[307,{"$nulls":12},-2]
[308,{"$nulls":12},-2]
[309,{"$nulls":12},-2]
[310,{"$nulls":12},-2]
[311,{"$nulls":12},-2]
[312,{"$nulls":12},-2]
[313,{"$nulls":12},-2]
[314,{"$nulls":12},-2]
[315,{"$nulls":12},-2]
[316,{"$nulls":12},-2]
[317,{"$nulls":12},-2]
[318,{"$nulls":12},-2]
[319,{"$nulls":12},-2]
[320,{"$nulls":12},-2]
[321,{"$nulls":12},-2]
[322,{"$nulls":12},-2]
[323,{"$nulls":12},{"$f":"NETWORKDAYS(B321,M321)+((M321-B321)-INT(M321-B321))-2","v":-2}]
[324,{"$nulls":12},-2]
[325,{"$nulls":12},-2]
[326,{"$nulls":12},-2]
[327,{"$nulls":12},-2]
[328,{"$nulls":12},-2]
[329,{"$nulls":12},-2]
[330,{"$nulls":12},-2]
[331,{"$nulls":12},-2]
[332,{"$nulls":12},-2]
[333,{"$nulls":12},-2]
[334,{"$nulls":12},-2]
[335,{"$nulls":12},-2]
[{"$f":"A333+1","v":336},{"$nulls":12},-2]
[337,{"$nulls":12},-2]
[338,{"$nulls":12},-2]
[339,{"$nulls":12},-2]
[340,{"$nulls":12},-2]
[341,{"$nulls":12},-2]
[342,{"$nulls":12},-2]
[343,{"$nulls":12},-2]
[344,{"$nulls":12},-2]
[345,{"$nulls":12},-2]
[346,{"$nulls":12},-2]
[347,{"$nulls":12},-2]
[348,{"$nulls":12},-2]
[349,{"$nulls":12},-2]
[350,{"$nulls":12},-2]
[351,{"$nulls":12},-2]
[352,{"$nulls":12},-2]
[353,{"$nulls":12},-2]
[354,{"$nulls":12},-2]
[355,{"$nulls":12},-2]
[356,{"$nulls":12},-2]
[357,{"$nulls":12},-2]
[358,{"$nulls":12},-2]
[359,{"$nulls":12},-2]
[360,{"$nulls":12},-2]
[361,{"$nulls":12},-2]
[362,{"$nulls":12},-2]
[363,{"$nulls":12},-2]
[364,{"$nulls":12},-2]
[365,{"$nulls":12},-2]
[366,{"$nulls":12},-2]
[367,{"$nulls":12},-2]
[368,{"$nulls":12},-2]
[369,{"$nulls":12},-2]
[370,{"$nulls":12},-2]
[371,{"$nulls":12},-2]
[372,{"$nulls":12},-2]
[373,{"$nulls":12},-2]
[374,{"$nulls":12},-2]
[375,{"$nulls":12},-2]
[376,{"$nulls":12},-2]
[377,{"$nulls":12},-2]
[378,{"$nulls":12},-2]
[379,{"$nulls":12},-2]
[380,{"$nulls":12},-2]
[381,{"$nulls":12},-2]
[382,{"$nulls":12},-2]
[383,{"$nulls":12},-2]
[384,{"$nulls":12},-2]
[385,{"$nulls":12},-2]
[386,{"$nulls":12},-2]
[387,{"$nulls":12},{"$f":"NETWORKDAYS(B385,M385)+((M385-B385)-INT(M385-B385))-2","v":-2}]
[388,{"$nulls":12},-2]
[389,{"$nulls":12},-2]
[390,{"$nulls":12},-2]
[391,{"$nulls":12},-2]
[392,{"$nulls":12},-2]
[393,{"$nulls":12},-2]
[394,{"$nulls":12},-2]
[395,{"$nulls":12},-2]
[396,{"$nulls":12},-2]
[397,{"$nulls":12},-2]
[398,{"$nulls":12},-2]
[399,{"$nulls":12},-2]
[{"$f":"A397+1","v":400},{"$nulls":12},-2]
[401,{"$nulls":12},-2]
[402,{"$nulls":12},-2]
[403,{"$nulls":12},-2]
[404,{"$nulls":12},-2]
[405,{"$nulls":12},-2]
[406,{"$nulls":12},-2]
[407,{"$nulls":12},-2]
[408,{"$nulls":12},-2]
{"$rows_empty":1048160}
[null,":"]

{"sheet":"MAYO 2018","index":4,"n_rows":1048565,"n_cols":17,"rows_kept":1048565,"cut":false,"hidden":false,"merged":[]}
["ITEM","FECHA SOLICITADA","EQUIPO","HP","VOLTAJE","RPM","GIRO","DESCARGA","OBSERVACIONES","CLIENTE","OC CLIENTE","CANTIDADES","FECHA DE SALIDA","TIEMPO en DIAS","CODIGO","NUMERO DE PEDIDO","FECHA PLANEACIÓN"]
[1,"2018-05-01T17:58:00","CMI-710","3","460/3/60","875","CCW",null,"MOTOR PREPARADO PARA TRABAJAR CON VARIADOR DE FRECUENCIA (2-MO-342US)","CYVSA","40000034077",1,"2018-05-01T21:08:00",{"$f":"NETWORKDAYS(B2,M2)+((M2-B2)-INT(M2-B2))-2","v":-0.86805555555474712},"5CMI710E08750I"]
[2,"2018-05-01T17:58:00","CMI-710","5","460/3/60","950","CCW",null,"MOTOR PREPARADO PARA TRABAJAR CON VARIADOR DE FRECUENCIA (2-MO-542US)","CYVSA","40000034077",1,"2018-05-01T21:08:00",{"$f":"NETWORKDAYS(B3,M3)+((M3-B3)-INT(M3-B3))-2","v":-0.86805555555474712},"5CMI710F09500I"]
[3,"2018-05-01T17:58:00","CMI-560","1","460/3/60","925","CCW",null,"MOTOR PREPARADO PARA TRABAJAR CON VARIADOR DE FRECUENCIA (2-MO-140US)","CYVSA","40000034077",1,"2018-05-01T21:08:00",{"$f":"NETWORKDAYS(B4,M4)+((M4-B4)-INT(M4-B4))-2","v":-0.86805555555474712},"5CMI560B09250I"]
[4,"2018-05-01T17:58:00","TAT-800/L","2","460/3/60","1400",null,null,"PIE SOPORTE,MOTOR PREPARADO PARA TRABJAR CON VARIADOR DE FRECUENCIA (2-MO-240US)","CYVSA","40000034077",1,"2018-05-01T21:08:00",{"$f":"NETWORKDAYS(B5,M5)+((M5-B5)-INT(M5-B5))-2","v":-0.86805555555474712},"5TAT800L140PS"]
[5,"2018-05-01T17:58:00","CMI-710","3","460/3/60","900","CCW",null,"MOTOR PREPARADO PARA TRABAJAR CON VARIADOR DE FRECUENCIA (2-MO-342US)","CYVSA","40000034077",1,"2018-05-01T21:08:00",{"$f":"NETWORKDAYS(B6,M6)+((M6-B6)-INT(M6-B6))-2","v":-0.86805555555474712},"5CMI710E09000I"]
[6,"2018-05-01T17:58:00","CMI-800","3","460/3/60","725","CCW",null,"MOTOR PREPARADO PARA TRABAJAR CON VARIADOR DE FRECUENCIA (2-MO-342US)","CYVSA","40000034077",1,"2018-05-01T21:08:00",-0.86805555555474712,"5CMI800E07250I"]
[7,"2018-05-01T17:58:00","CMI-630","2","460/3/60","925","CCW",null,"MOTOR PREPARADO PARA TRABAJAR CON VARIADOR DE FRECUENCIA (2-MO-240US)","CYVSA","40000034077",2,"2018-05-01T21:08:00",-0.86805555555474712,"5CMI630D09250I"]
[8,"2018-05-02T17:19:00","HGT-800",0.5,"230/3/60",530,null,null,"SW",null,"505-130418",1,"2018-05-02T20:08:00",-0.88263888889196096,"5HGT800L530S"]
[9,"2018-05-03T08:19:00","CRHLT-22",0.75,"127/1/60",750,null,null,"PV,SW","CINEPOLIS","C. CENTENARIO",1,"2018-05-03T17:35:00",-0.61388888888905058,"5CRHLT225750CN"]
[10,"2018-05-03T08:37:00","CRHLT-14",0.75,"127/1/60",1850,null,null,"PV,SW","CINEPOLIS","MC. CABORCA",1,"2018-05-03T17:35:00",-0.62638888888614019,"5CRHLT145185CN"]
[11,"2018-05-03T08:49:00","CMI-355",0.25,"127/1/60",1400,null,"UB","PV,SW,TD","WM","MB TECAMACHALCO",1,"2018-05-03T17:35:00",-0.63472222221753327,"5CMI35521401WM"]
[12,"2018-05-03T08:55:00","CRHLT-14",0.25,"127/1/60",1075,null,null,"PV,SW","WM","MB LORETO ",1,"2018-05-03T17:35:00",-0.63888888889050577,"5CRHLT142107WM"]
[13,"2018-05-03T08:55:00","CDAVF1-20/20",2,"230/3/60",325,null,null,"PV,SW,LV","WM","MB LORETO ",1,"2018-05-03T17:35:00",-0.63888888889050577,"5CDAVF120D32WM"]
[14,"2018-05-03T09:42:00","CRVLT-16",0.75,"127/1/60",1300,null,null,"PV,SW,REJ PROT,TG","WM","SP LOMAS",1,"2018-05-03T17:35:00",-0.67152777777664596,"5CRVLT165130WM"]
[15,"2018-05-03T09:43:00","CRHLT-12",0.5,"127/1/60",1625,null,null,"PV,SW","WM","SP LOMAS",1,"2018-05-03T17:35:00",-0.67222222222335404,"5CRHLT124162WM"]
[16,"2018-05-03T10:03:00","CRVLT-20",1,"230/3/60",1100,null,null,"PV,SW,REJ PROT,TG","WM","MB CALCULALPAN",1,"2018-05-03T17:35:00",-0.68611111110658385,"5CRVLT20B110WM"]
[17,"2018-05-03T10:03:00","CRVHT-10",0.5,"127/1/60",1950,null,null,"PV,SW,REJ PROT,TG","WM","MB CALCULALPAN",1,"2018-05-03T17:35:00",-0.68611111110658385,"5CRVHT104195WM"]
[18,"2018-05-03T10:04:00","CRHLT-18",0.25,"127/1/60",900,null,null,"PV,SW","WM","MB CALCULALPAN",1,"2018-05-03T17:35:00",-0.68680555555329192,"5CRHLT182900WM"]
[19,"2018-05-03T10:04:00","CLT-10",0.25,"127/1/60",1675,null,null,"PV,SW","WM","MB CALCULALPAN",1,"2018-05-03T17:35:00",-0.68680555555329192,"5CLTG1021675WM"]
[20,"2018-05-03T10:11:00","CRVLT-16",1,"220/3/60",1400,null,null,"PV,SW,REJ PROT,TG","WM","MB VALLE DE SANTIAGO",1,"2018-05-03T17:35:00",-0.69166666666569654,"5CRVLT16B140WM"]
[21,"2018-05-03T10:27:00","CRHLT-16",0.5,"220/3/60",1100,null,null,"PV,SW","WM","BA REVOLUCIÓN ",1,"2018-05-03T17:35:00",-0.70277777777664596,"5CRHLT169110WM"]
[22,"2018-05-03T10:27:00","CRVLT-22",2,"220/3/60",900,null,null,"PV,SW,REJ PROT,TG","WM","BA REVOLUCIÓN ",1,"2018-05-03T17:35:00",-0.70277777777664596,"5CRVLT22D900WM"]
[23,"2018-05-03T10:37:00","CRVLT-28",2,"460/3/60",700,null,null,"PV,SW,REJ PROT,TG","WM","SC MERIDA",1,"2018-05-03T17:35:00",-0.70972222222189885,"5CRVLT28D700WM"]
[24,"2018-05-03T10:37:00","CMI-280",0.33333333333333331,"127/1/60",2100,null,null,"PV,SW,TD","WM","SC MERIDA",1,"2018-05-03T17:35:00",-0.70972222222189885,"5CMI28030210WM"]
[25,"2018-05-03T10:37:00","CRVHT-10",0.5,"127/1/60",1875,null,null,"PV,SW,REJ PROT,TG","WM","SC MERIDA",1,"2018-05-03T17:35:00",-0.70972222222189885,"5CRVHT104187WM"]
[26,"2018-05-03T10:37:00","CRVLT-24",0.75,"460/3/60",625,null,null,"PV,SW,REJ PROT,TG","WM","SC MERIDA",1,"2018-05-03T17:35:00",-0.70972222222189885,"5CRVLT24A625WM"]
[27,"2018-05-03T10:37:00","CRVLT-14",0.5,"460/3/60",1675,null,null,"PV,SW,REJ PROT,TG","WM","SC MERIDA",1,"2018-05-03T17:35:00",-0.70972222222189885,"5CRVLT149167WM"]
[28,"2018-05-03T10:37:00","CDAVF1-9/9",1.5,"460/3/60",1275,null,null,"LV,SW,PV","WM","SC MERIDA",1,"2018-05-03T17:35:00",-0.70972222222189885,"5CDAVF199C12WM"]
[29,"2018-05-03T10:49:00","CMI-315",0.25,"127/1/60",1575,null,"UB","PV,SW,TD","WM","SP CAMPESTRE",1,"2018-05-03T17:35:00",-0.71805555555329192,"5CMI31521576WM"]
[30,"2018-05-03T10:49:00","HAIT-1000",0.5,"440/3/60",400,null,null,"SW, MALLA","WM","SP CAMPESTRE",2,"2018-05-03T17:35:00",-0.71805555555329192,"EXISTE(5HAIT1000WM)"]
[31,"2018-05-03T13:13:00","CRVLT-20",2,"127/1/60",1075,null,null,null,"PERSSA","OC 8181",1,"2018-05-03T17:35:00",-0.81805555555183673,"5CRVLT20101075"]
[32,"2018-05-07T08:40:00","CCK-9/9",1,"127/1/60",1250,{"$nulls":4},"OC 1371",1,"2018-05-07T16:30:00",-0.67361111110949423,"5CCK9960125000"]
[33,"2018-05-07T08:40:00","CCR-12/12",1.5,"127/1/60",900,{"$nulls":4},"OC 1371",1,"2018-05-07T16:30:00",-0.67361111110949423,"5CCR1212709000"]
[34,"2018-05-07T08:40:00","CCR-9/9",1,"127/1/60",1200,{"$nulls":4},"OC 1371",1,"2018-05-07T16:30:00",-0.67361111110949423,"5CCR9960120000"]
[35,"2018-05-07T08:40:00","CRVLT-14",0.75,"127/1/60",1525,{"$nulls":4},"OC 1371",1,"2018-05-07T16:30:00",-0.67361111110949423,"5CRVLT14501525"]
[36,"2018-05-07T08:40:00","CRVLT-16",1.5,"127/1/60",1500,{"$nulls":4},"OC 1371",1,"2018-05-07T16:30:00",-0.67361111110949423,"5CRVLT16701500"]
[37,"2018-05-07T08:40:00","CRVLT-18",1,"127/1/60",1325,{"$nulls":4},"OC 1371",1,"2018-05-07T16:30:00",-0.67361111110949423,"5CRVLT18601325"]
[38,"2018-05-07T09:03:00","CRHLT-16",0.75,"127/1/60",1525,{"$nulls":4},"OC 59681",2,"2018-05-07T16:30:00",-0.68958333333284827,"5CRHLT16501525"]
[39,"2018-05-07T09:04:00","CRVHT-24",3,"230/3/60",1175,{"$nulls":4},"OC 59681",1,"2018-05-07T16:30:00",-0.69027777777955635,"5CRVHT24E01175"]
[40,"2018-05-07T10:32:00","CLT-18",2,"460/3/60",1375,null,null,"CUBREMOTOR, MOTOR APEX",null,"OC 450790405",1,"2018-05-07T16:30:00",-0.75138888888614019,"5CLTG18D1375CM"]
[41,"2018-05-07T13:13:00","CLT-26",0.75,"460/3/60",600,null,null,"CUBIERTA MOTOR, MOTOR USO VARIADOR (2-MO-034US)","CYVSA","OC 4000034077",1,"2018-05-07T16:30:00",-0.8631944444423425,"5CLTG26A0600CM"]
[42,"2018-05-07T13:22:00","CRHLT-14",0.25,"127/1/60",1000,null,null,"PV,SW","WM","SP RIO MAYO ",1,"2018-05-07T16:30:00",-0.86944444444088731,"5CRHLT142100WM"]
[43,"2018-05-07T13:22:00","CRVLT-14",0.5,"220/3/60",1625,null,null,"PV,SW,REJ PROT,TG","WM","SP RIO MAYO ",1,"2018-05-07T16:30:00",-0.86944444444088731,"5CRVLT149162WM"]
[44,"2018-05-07T13:22:00","CRVLT-14",0.75,"220/3/60",1850,null,null,"PV,SW,REJ PROT,TG","WM","SP RIO MAYO ",1,"2018-05-07T16:30:00",-0.86944444444088731,"5CRVLT14A185WM"]
[45,"2018-05-07T13:22:00","CRVLT-14",0.5,"220/3/60",1650,null,null,"PV,SW,REJ PROT,TG","WM","SP RIO MAYO ",1,"2018-05-07T16:30:00",-0.86944444444088731,"5CRVLT149165WM"]
[46,"2018-05-07T13:22:00","CRVLT-14",0.25,"127/1/60",1350,null,null,"PV,SW,REJ PROT,TG","WM","SP RIO MAYO ",1,"2018-05-07T16:30:00",-0.86944444444088731,"5CRVLT142135WM"]
[47,"2018-05-07T13:22:00","CDAVF1-30/28",3,"460/3/60",325,null,null,"PV,SW,LV","WM","SP RIO MAYO ",1,"2018-05-07T16:30:00",-0.86944444444088731,"5CDAVF1328E3WM"]
[48,"2018-05-08T08:54:00","PL-152",0.5,"220/3/60",3450,"CW","UB","UTILIZAR EL PLASTEC (2-RE-152GD       CONJUNTO PLASTEC 15 CW)","EOLIS","450788183",1,"2018-05-08T15:09:00",-0.73958333333575865,"5PL-152UB"]
[49,"2018-05-09T10:44:00","CRVLT-20",0.75,"127/1/60",1000,{"$nulls":4},"OC OZ00109",1,"2018-05-10T10:09:00",0.97569444444525288,"5CRVLT20501000"]
[50,"2018-05-09T10:44:00","CCR-12/12",1,"127/1/60",840,{"$nulls":4},"OC OZ00109",1,"2018-05-10T10:09:00",0.97569444444525288,"5CCR1212608400"]
[51,"2018-05-09T13:37:00","CLT-15",2,"460/3/60",1925,{"$nulls":4},"OC 032-18",1,"2018-05-10T10:09:00",0.8555555555576575,"5CLTG15D019250"]
[52,"2018-05-09T14:11:00","DAB-30/28","-","-","-",null,null,"SIN LARGUEROS Y SIN BASE MOTOR",null,"OC 7754",2,"2018-05-10T10:09:00",0.83194444444961846,"5DAB3028000SM"]
[53,"2018-05-09T14:11:00","DAB-25/25","-","-","-",null,null,"SIN LARGUEROS Y SIN BASE MOTOR",null,"OC 7754",1,"2018-05-10T10:09:00",0.83194444444961846,"5DAB2525000SM"]
[54,"2018-05-09T14:29:00","DALH-36",5,"220/3/60",355,null,null,null,"SOCONUSCO","OC 070518",2,"2018-05-10T10:09:00",0.81944444444525288,"5UDLHF36F03550"]
[55,"2018-05-09T17:25:00","BIL-315","1/4","220/3/60",1400,null,null,null,"TORNADO ","OC 15",1,"2018-05-10T10:09:00",0.69722222222480923,"5BIL3158014000"]
[56,"2018-05-09T17:25:00","BIL-450","1/2","220/3/60",1000,null,null,null,"TORNADO ","OC 15",1,"2018-05-10T10:09:00",0.69722222222480923,"5BIL4509010000"]
[57,"2018-05-09T17:25:00","BIL-450","1/2","220/3/60",1050,null,null,null,"TORNADO ","OC 15",1,"2018-05-10T10:09:00",0.69722222222480923,"5BIL4509010500"]
[58,"2018-05-09T17:25:00","BIL-500","1","220/3/60",1100,null,null,null,"TORNADO ","OC 15",1,"2018-05-10T10:09:00",0.69722222222480923,"5BIL500B011000"]
[59,"2018-05-09T17:25:00","CRHLT-10","1/4","220/3/60",1075,null,null,null,"TORNADO ","OC 15",1,"2018-05-10T10:09:00",0.69722222222480923,"5CRHLT10801075"]
[60,"2018-05-09T17:25:00","CRHLT-12","1/4","220/3/60",1050,null,null,null,"TORNADO ","OC 15",1,"2018-05-10T10:09:00",0.69722222222480923,"5CRHLT12801050"]
[61,"2018-05-09T18:26:00","CDAHF2-18/18",5,"460/3/60",750,{"$nulls":4},"OC 180859",1,"2018-05-10T10:09:00",0.65486111111385981,"5CDAHF218F0750"]
[62,"2018-05-09T18:26:00","CDAHF2-25/25",10,"460/3/60",625,{"$nulls":4},"OC 180859",1,"2018-05-10T10:09:00",0.65486111111385981,"5CDAHF225H0625"]
[63,"2018-05-09T19:18:00","CRVLT-14",0.5,"127/1/60",1525,{"$nulls":4},"MULTIEQUIPOS",1,"2018-05-10T10:09:00",0.61875000000145519,"5CRVLT14401525"]
[64,"2018-05-09T19:24:00","CDAVF1-22/22","5","230/3/60","800",{"$nulls":4},"OC 59681",1,"2018-05-10T10:09:00",0.61458333333575865,"5CDAVF122F0800"]
[65,"2018-05-09T19:24:00","CRVHT-24","3","230/3/60",1175,{"$nulls":4},"OC 59681",1,null,null,"REPETIDO"]
[66,"2018-05-09T19:24:00","CRHLT-16","3/4","127/1/60","1550",{"$nulls":4},"OC 59681",1,"2018-05-10T10:09:00",0.61458333333575865,"5CRHLT16501550"]
[67,"2018-05-09T19:24:00","CRHLT-16","3/4","230/3/60","1500",{"$nulls":4},"OC 59681",1,"2018-05-10T10:09:00",0.61458333333575865,"5CRHLT16A01500"]
[68,"2018-05-09T19:24:00","CRVLT-16","1/2","127/1/60","1400",{"$nulls":4},"OC 59681",1,"2018-05-10T10:09:00",0.61458333333575865,"5CRVLT16401400"]
[69,"2018-05-09T19:24:00","CRVLT-16","1/2","127/1/60","1425",{"$nulls":4},"OC 59681",1,"2018-05-10T10:09:00",{"$f":"NETWORKDAYS(B70,M70)+((M70-B70)-INT(M70-B70))-2","v":0.61458333333575865},"5CRVLT16401425"]
[70,"2018-05-10T12:20:00","C/DAHF1-18/18","5","460/3/60",875,null,null,"LV",null,"OC OP001705",1,"2018-05-11T11:51:00",0.97986111111094942,"5CDAHF118F87LV"]
[71,"2018-05-10T12:20:00","C/DAHF1-20/20","5","460/3/60",785,null,null,"LV",null,"OC OP001705",1,"2018-05-11T11:51:00",0.97986111111094942,"5CDAHF120F78LV"]
[72,"2018-05-10T12:20:00","C/DAHF1-9/9","1/2","460/3/60","1175",null,null,"LV",null,"OC OP001705",1,"2018-05-11T11:51:00",0.97986111111094942,"5CDAHF199911LV"]
[73,"2018-05-10T12:20:00","CLT-10","3/4","460/3/60","2075",null,null,"CUBREMOTOR",null,"OC OP001705",1,"2018-05-11T11:51:00",0.97986111111094942,"5CLTG10A2075CM"]
[74,"2018-05-10T12:20:00","CLT-10","3/4","460/3/60","2300",null,null,"CUBREMOTOR",null,"OC OP001705",1,"2018-05-11T11:51:00",0.97986111111094942,"5CLTG10A2300CM"]
[75,"2018-05-10T12:20:00","CLT-10","3/4","460/3/60","2325",null,null,"CUBREMOTOR",null,"OC OP001705",1,"2018-05-11T11:51:00",0.97986111111094942,"5CLTG10A2326CM"]
[76,"2018-05-10T12:20:00","CLT-12","1/2","460/3/60","1550",null,null,"CUBREMOTOR",null,"OC OP001705",1,"2018-05-11T11:51:00",0.97986111111094942,"5CLTG1291550CM"]
[77,"2018-05-10T12:20:00","CLT-12","3/4","460/3/60","1725",null,null,"CUBREMOTOR",null,"OC OP001705",1,"2018-05-11T11:51:00",0.97986111111094942,"5CLTG12A1725CM"]
[78,"2018-05-10T12:20:00","CLT-12","1","460/3/60","1750",null,null,"CUBREMOTOR",null,"OC OP001705",1,"2018-05-11T11:51:00",0.97986111111094942,"5CLTG12B1750CM"]
[79,"2018-05-10T12:20:00","CLT-15","1.5","460/3/60","1675",null,null,"CUBREMOTOR",null,"OC OP001705",1,"2018-05-11T11:51:00",0.97986111111094942,"5CLTG15C1675CM"]
[80,"2018-05-10T12:20:00","CLT-15","2","460/3/60","1875",null,null,"CUBREMOTOR",null,"OC OP001705",1,"2018-05-11T11:51:00",0.97986111111094942,"5CLTG15D1875CM"]
[81,"2018-05-10T12:20:00","CLT-7","1/4","460/3/60","1700",null,null,"CUBREMOTOR",null,"OC OP001705",1,"2018-05-11T11:51:00",0.97986111111094942,"5CLTG7801700CM"]
[82,"2018-05-10T12:20:00","CLT-7","1/4","460/3/60","2000",null,null,"CUBREMOTOR",null,"OC OP001705",1,"2018-05-11T11:51:00",0.97986111111094942,"5CLTG7802000CM"]
[83,"2018-05-10T12:20:00","CLT-7","1/3","460/3/60","2075",null,null,"CUBREMOTOR",null,"OC OP001705",1,"2018-05-11T11:51:00",0.97986111111094942,"5CLTG7T02075CM"]
[84,"2018-05-10T12:20:00","CMA-315","3/4","460/3/60","1950",{"$nulls":4},"OC OP001705",1,"2018-05-11T11:51:00",0.97986111111094942,"5CMAI315A01950"]
[85,"2018-05-10T12:20:00","CMA-630","7.5","460/3/60","1400",{"$nulls":4},"OC OP001705",1,"2018-05-11T11:51:00",0.97986111111094942,"5CMAI630G01400"]
[86,"2018-05-10T12:34:00","CRHLT-10",0.33333333333333331,"127/1/60",1675,null,null,"PV,SW","CINEPOLIS","MC. CIUDAD JIMENEZ",1,"2018-05-11T11:51:00",0.97013888889341615,"5CRHLT103167CN"]
[87,"2018-05-11T11:30:00","CMI-400",1,"460/3/60",1550,"CCW","TH","PV,SW,TD","WM","BA TEOTIHUACAN",1,"2018-05-11T15:42:00",-0.82499999999708962,"5CMI400B1550WM"]
[88,"2018-05-11T11:30:00","CMI-355",1,"460/3/60",1800,"CCW","TH","PV,SW,TD","WM","BA TEOTIHUACAN",1,"2018-05-11T15:42:00",-0.82499999999708962,"5CMI355B1801WM"]
[89,"2018-05-11T11:30:00","CMI-355",0.5,"127/1/60",1450,"CCW","TH","PV,SW,TD","WM","BA TEOTIHUACAN",1,"2018-05-11T15:42:00",-0.82499999999708962,"5CMI35541450WM"]
[90,"2018-05-11T11:30:00","CMI-280",0.25,"127/1/60",1650,"CCW","TH","PV,SW,TD","WM","BA TEOTIHUACAN",1,"2018-05-11T15:42:00",-0.82499999999708962,"5CMI28021651WM"]
[91,"2018-05-11T11:30:00","CMI-400",0.75,"220/3/60",1150,null,null,"PV,SW,TD","WM","BA TEOTIHUACAN",1,"2018-05-11T15:42:00",-0.82499999999708962,"5CMI400A1150WM"]
[92,"2018-05-11T12:03:00","CMI-355",0.25,"127/1/60",1250,null,"UB","PV,SW,TD","WM","SC CD OBREGON",1,"2018-05-11T15:42:00",-0.84791666666569654,"5CMI35521250WM"]
[93,"2018-05-11T12:03:00","CRHLT-14",0.75,"127/1/60",1750,null,null,"PV,SW","WM","SC CD OBREGON",1,"2018-05-11T15:42:00",-0.84791666666569654,"5CRHLT145175WM"]
[94,"2018-05-11T12:04:00","CMI-355",0.25,"127/1/60",1200,null,"UB","PV,SW,TD","WM","SC CD OBREGON",1,"2018-05-11T15:42:00",-0.84861111111240461,"5CMI35521200WM"]
[95,"2018-05-11T12:05:00","CDAVF1-12/12",0.33333333333333331,"127/1/60",550,null,null,"PV,SW,LV","WM","SC CD OBREGON",1,"2018-05-11T15:42:00",-0.84930555555183673,"5CDAVF112355WM"]
[96,"2018-05-11T12:05:00","CDAVF1-18/18",1,"460/3/60",400,null,null,"PV,SW,LV","WM","SC CD OBREGON",1,"2018-05-11T15:42:00",-0.84930555555183673,"5CDAVF118B04WM"]
[97,"2018-05-11T12:22:00","CMI-250",0.33333333333333331,"460/3/60",2375,null,"UB","PV,SW,TD","WM","BA GUADALUPANA",1,"2018-05-11T15:42:00",-0.86111111110949423,"5CMI250T2375WM"]
[98,"2018-05-11T12:22:00","CMI-800",5,"460/3/60",800,null,"UB","PV,SW,TD","WM","BA GUADALUPANA",1,"2018-05-11T15:42:00",-0.86111111110949423,"5CMI800F0800WM"]
[99,"2018-05-11T12:22:00","CMI400",1.5,"460/3/60",1700,null,"UB","PV,SW,TD","WM","BA GUADALUPANA",1,"2018-05-11T15:42:00",-0.86111111110949423,"5CMI400C1701WM"]
[100,"2018-05-11T12:22:00","CRVLT-12",0.5,"460/3/60",1725,null,null,"PV,SW,REJ PROT,TG","WM","BA GUADALUPANA",1,"2018-05-11T15:42:00",-0.86111111110949423,"5CRVLT129172WM"]
[101,"2018-05-11T12:22:00","CRVLT-14",0.5,"127/1/60",1800,null,null,"PV,SW,REJ PROT,TG","WM","BA GUADALUPANA",1,"2018-05-11T15:42:00",-0.86111111110949423,"5CRVLT144180WM"]
[102,"2018-05-11T12:22:00","CMI-250",0.5,"460/3/60",2475,null,"UB","PV,SW,TD","WM","BA GUADALUPANA",1,"2018-05-11T15:42:00",-0.86111111110949423,"5CMI25092475WM"]
[103,"2018-05-11T12:56:00","CMI-355",1,"127/1/60",1800,null,null,"PV,SW,TD","WM","BA PLAN DE GUADALUPE",1,"2018-05-11T15:42:00",-0.88472222222480923,"5CMI35561800WM"]
[104,"2018-05-11T12:57:00","CMI-280",0.5,"127/1/60",2175,null,null,"PV,SW,TD","WM","BA PLAN DE GUADALUPE",1,"2018-05-11T15:42:00",-0.88541666666424135,"5CMI28042175WM"]
[105,"2018-05-11T12:57:00","CMI-280",0.25,"127/1/60",1750,null,null,"PV,SW,TD","WM","BA PLAN DE GUADALUPE",1,"2018-05-11T15:42:00",-0.88541666666424135,"5CMI28021753WM"]
[106,"2018-05-11T12:57:00","CMI-630",3,"460/3/60",1000,null,null,"PV,SW,TD","WM","BA PLAN DE GUADALUPE",1,"2018-05-11T15:42:00",-0.88541666666424135,"5CMI630E1001WM"]
[107,"2018-05-11T12:57:00","CMI-280",0.5,"127/1/60",2175,null,null,"PV,SW,TD","WM","BA PLAN DE GUADALUPE",1,"2018-05-11T15:42:00",-0.88541666666424135,"REPETIDO"]
[108,"2018-05-11T12:58:00","CDAHF1-18/18",2,"460/3/60",575,null,null,"PV,SW,LV","WM","BA PLAN DE GUADALUPE",1,"2018-05-11T15:42:00",-0.88611111111094942,"5CDAHF118D57WM"]
[109,"2018-05-11T13:34:00","CRVLT-16",0.5,"127/1/60",1175,null,null,"PV,SW,REJ PROT,TG","WM","SC CHIHUAHUA",2,"2018-05-11T15:42:00",-0.91111111111240461,"5CRVLT164117WM"]
[110,"2018-05-11T13:34:00","CDAVF1-18/18",1.5,"460/3/60",600,null,null,"PV,SW,LV","WM","SC CHIHUAHUA",1,"2018-05-11T15:42:00",-0.91111111111240461,"5CDAVF118C06WM"]
[111,"2018-05-11T13:34:00","CDAVF1-12/12",1,"460/3/60",925,null,null,"PV,SW,LV","WM","SC CHIHUAHUA",1,"2018-05-11T15:42:00",-0.91111111111240461,"5CDAVF112B09WM"]
[112,"2018-05-11T13:36:00","CDAVF1-9/9",0.33333333333333331,"127/1/60",1050,null,null,"PV,SW,LV","WM","SC CHIHUAHUA",1,"2018-05-11T15:42:00",-0.91249999999854481,"5CDAVF199301WM"]
[113,"2018-05-11T16:34:00","BIL-400",1.5,"220/1/60",1825,null,null,"CUBREMOTOR, EXT GRASERA",null,"OC. 1-17777",2,"2018-05-11T15:42:00",-3.6111111112404615E-2,"5BIL40071825CM"]
[114,"2018-05-14T10:21:00","CMI-400",1,"127/1/60",1425,null,null,"PV,SW,MALLA DESC","CINEPOLIS","OC. CUMBRES MONTERREY",1,"2018-05-14T13:08:00",-0.88402777777810115,"5CMI40061425CN"]
[115,"2018-05-14T10:28:00","CMI-560",2,"127/1/60",1050,null,null,"PV,SW,MALLA DESC","CINEPOLIS","OC. CUMBRES MONTERREY",1,"2018-05-14T13:08:00",-0.88888888889050577,"5CMI56011050CN"]
[116,"2018-05-14T13:26:00","CRVHT-24",2,"230/3/60",925,null,null,"PV,SW,REJ PROT,TG","CINEPOLIS","C. ELOY CAVAZOS",2,"2018-05-15T07:32:00",0.75416666666569654,"5CRVHT24D925CN"]
[117,"2018-05-14T13:27:00","CRHLT-14",0.75,"127/1/60",1800,null,null,"PV,SW","CINEPOLIS","C. ELOY CAVAZOS",1,"2018-05-15T07:32:00",0.75347222221898846,"5CRHLT145180CN"]
[118,"2018-05-15T09:02:00","CRHLT-18 ",0.25,"230/3/60",650,null,null,"PV,SW","WM","SC PENSIONES",1,"2018-05-16T13:11:00",0.17291666667006211,"5CRHLT188650WM"]
[119,"2018-05-15T09:02:00","CRVLT-26 ",0.75,"230/3/60",725,null,null,"PV,SW,REJ PROT,TG","WM","SC PENSIONES",1,"2018-05-16T13:11:00",0.17291666667006211,"5CRVLT26A725WM"]
[120,"2018-05-15T09:02:00","CRVHT-24 ",3,"230/3/60",950,null,null,"PV,SW,REJ PROT,TG","WM","SC PENSIONES",1,"2018-05-16T13:11:00",0.17291666667006211,"5CRVHT24E950WM"]
[121,"2018-05-15T09:02:00","CRVLT-14 ",0.33333333333333331,"230/3/60",1500,null,null,"PV,SW,REJ PROT,TG","WM","SC PENSIONES",1,"2018-05-16T13:11:00",0.17291666667006211,"5CRVLT14T150WM"]
[122,"2018-05-15T09:02:00","CRVLT-18 ",0.25,"230/3/60",700,null,null,"PV,SW,REJ PROT,TG","WM","SC PENSIONES",1,"2018-05-16T13:11:00",0.17291666667006211,"5CRVLT188700WM"]
[123,"2018-05-15T09:02:00","CRVLT-16 ",0.33333333333333331,"230/3/60",1125,null,null,"PV,SW,REJ PROT,TG","WM","SC PENSIONES",1,"2018-05-16T13:11:00",0.17291666667006211,"5CRVLT16T112WM"]
[124,"2018-05-15T09:02:00","CRHLT-18 ",0.25,"230/3/60",675,null,null,"PV,SW","WM","SC PENSIONES",1,"2018-05-16T13:11:00",0.17291666667006211,"5CRHLT188675WM"]
[125,"2018-05-15T09:02:00","CRVLT-24 ",1.5,"230/3/60",825,null,null,"PV,SW,REJ PROT,TG","WM","SC PENSIONES",1,"2018-05-16T13:11:00",0.17291666667006211,"5CRVLT24C826WM"]
[126,"2018-05-15T09:02:00","CRHLT-18 ",0.25,"230/3/60",775,null,null,"PV,SW","WM","SC PENSIONES",1,"2018-05-16T13:11:00",0.17291666667006211,"5CRHLT188775WM"]
[127,"2018-05-15T09:02:00","CRVLT-20 ",0.25,"230/3/60",575,null,null,"PV,SW,REJ PROT,TG","WM","SC PENSIONES",1,"2018-05-16T13:11:00",0.17291666667006211,"5CRVLT208575WM"]
[128,"2018-05-15T09:02:00","CDAFV1-18/18",1.5,"230/3/60",500,null,null,"PV,SW,LV","WM","SC PENSIONES",1,"2018-05-16T13:11:00",0.17291666667006211,"5CDAVF118C05WM"]
[129,"2018-05-15T09:02:00","CDAVF1-9/9",0.5,"230/3/60",950,null,null,"PV,SW,LV","WM","SC PENSIONES",1,"2018-05-16T13:11:00",0.17291666667006211,"5CDAVF199995WM"]
[130,"2018-05-15T11:36:00","CMI-560",1.5,"460/3/60",975,null,null,"PV,SW,TD","WM","SP BOSQUES",1,"2018-05-16T13:11:00",6.5972222226264421E-2,"5CMI560C0975WM"]
[131,"2018-05-15T11:38:00","CRVLT-14",0.33333333333333331,"127/1/60",1450,null,null,"PV,SW,REJ PROT,TG","WM","SP BOSQUES",2,"2018-05-16T13:11:00",6.4583333332848269E-2,"5CRVLT143145WM"]
[132,"2018-05-15T12:56:00","CDAVF2-30/28",15,"460/3/60",475,null,null,"SW, LV, 1ER ETAPA FILTROS METALICOS LAVABLES Y 2DA ETAPA FILTROS METALICOS LAVABLES ALMA POLIESTER MERV-7","BIMBO","OC 5783",1,"2018-05-16T13:11:00",1.0416666664241347E-2,"5CDAVF2328M4LV"]
[133,"2018-05-15T12:56:00","CDAVF2-30/28",7.5,"460/3/60",425,null,null,"SW, LV, 1ER ETAPA FILTROS METALICOS LAVABLES Y 2DA ETAPA FILTROS METALICOS LAVABLES ALMA POLIESTER MERV-7","BIMBO","OC 5783",1,"2018-05-16T13:11:00",{"$f":"NETWORKDAYS(B134,M134)+((M134-B134)-INT(M134-B134))-2","v":1.0416666664241347E-2},"5CDAVF2328G4LV"]
[134,"2018-05-15T13:13:00","CLT-15",0.5,"230/3/60",1125,null,null,"CUBREMOTOR, MOTOR APEX","DETEC","OC 2018-328",2,"2018-05-16T13:11:00",0.99861111111385981,"5CLTG159112APX"]
[135,"2018-05-15T13:50:00","CMI-500 INOX",3,"230/3/60",1250,null,null,"INOX",null,"OC SP2018-11",1,"2018-05-16T13:11:00",0.97291666666569654,"5CMI500E12IN0X"]
[136,"2018-05-15T14:05:00","CCL-15/15",3,"230/3/60",785,{"$nulls":4},"OC SOLER&PALAU 5",1,"2018-05-16T13:11:00",0.96250000000145519,"5CCL1515E07850"]
[137,"2018-05-15T14:06:00","CRHHT-18",2,"230/3/60",1675,{"$nulls":4},"OC SOLER&PALAU 5",1,"2018-05-16T13:11:00",0.96180555555474712,"5CRHHT18D01675"]
[138,"2018-05-15T17:33:00","CCL-12/12",1.5,"230/3/60",940,{"$nulls":4},"OC 7969",1,"2018-05-16T13:11:00",0.81805555555911269,"5CCL1212C09400"]
[139,"2018-05-16T14:13:00","CCK-15/15",3,"220/3/60",769,{"$nulls":4},"OC 1522-7",1,"2018-05-17T17:06:00",0.12013888888759539,"5CCK1515E07690"]
[140,"2018-05-16T14:29:00","HAIT-1250",3,"230/3/60",700,null,null,"SW",null,"OC AGS2215",1,"2018-05-17T17:06:00",0.10902777777664596,"5HAIT1250263SW"]
[141,"2018-05-16T16:31:00","CRVLT-16",1,"220/1/60",1500,{"$nulls":4},"OC OZ0014",1,"2018-05-17T17:06:00",2.4305555554747116E-2,"5CRVLT16601500"]
[142,"2018-05-16T17:47:00","AGET-1000",0.75,"440/3/60",510,null,null,"MOTOR PROPORCIONADO POR EL CLIENTE","BIMBO","OC 5784",1,"2018-05-17T17:06:00",0.97152777777955635,"5AGET1000CLI"]
[143,"2018-05-17T09:06:00","ATENUADOR 400","-","-","-",null,null,"3-ZSL-400 TOMAR COMO BASE EL CODIGO / SIN DEFLECTOR / SIN GUARDA","AL MOTOR","COD OC 44458",1,"2018-05-17T17:06:00",-0.66666666666424135,"5ATE-400"]
[144,"2018-05-17T09:06:00","ATENUADOR 450","-","-","-",null,null,"3-ZSL-450  TOMAR COMO BASE EL CODIGO / SIN DEFLECTOR / SIN GUARDA","AL MOTOR","COD OC 44458",1,"2018-05-17T17:06:00",-0.66666666666424135,"5ATE-450"]
[145,"2018-05-17T14:19:00","CRHHT-10",0.33333333333333331,"127/1/60",1825,null,null,"PV,SW","WM","SC CD JUAREZ",1,"2018-05-17T17:06:00",-0.88402777777810115,"5CRHHT103182WM"]
[146,"2018-05-17T14:19:00","CRVLT-16",0.75,"460/3/60",1450,null,null,"PV,SW,REJ PROT,TG","WM","SC CD JUAREZ",1,"2018-05-17T17:06:00",-0.88402777777810115,"5CRVLT16A145WM"]
[147,"2018-05-17T14:19:00","CRVLT-16",1,"460/3/60",1500,null,null,"PV,SW,REJ PROT,TG","WM","SC CD JUAREZ",1,"2018-05-17T17:06:00",-0.88402777777810115,"5CRVLT16B150WM"]
[148,"2018-05-17T14:19:00","CMI-500  ",3,"460/3/60",1500,null,null,"PV,SW,TD","WM","SC CD JUAREZ",1,"2018-05-17T17:06:00",-0.88402777777810115,"5CMI500E1500WM"]
[149,"2018-05-17T14:19:00","CDAVF1-22/22",2,"460/3/60",500,null,null,"PV,SW,LV","WM","SC CD JUAREZ",1,"2018-05-17T17:06:00",-0.88402777777810115,"5CDAVF122D50WM"]
[150,"2018-05-18T10:29:00","CRHLT-18",0.25,"127/1/60",750,null,null,"PV,SW","WM","SC VALLE ORIENTE",1,"2018-05-18T15:06:00",-0.80763888888759539,"5CRHLT182751WM"]
[151,"2018-05-18T10:31:00","CRVHT-12",0.75,"460/3/60",2000,null,null,"PV,SW,REJ PROT,TG","WM","SC VALLE ORIENTE",1,"2018-05-18T15:06:00",-0.80902777778101154,"5CRVHT12A200WM"]
[152,"2018-05-18T10:33:00","CMI-500",3,"460/3/60",1475,null,null,"PV,SW,TD","WM","SC VALLE ORIENTE",1,"2018-05-18T15:06:00",-0.81041666666715173,"5CMI500E1475WM"]
[153,"2018-05-18T10:34:00","CRVLT-14",0.25,"127/1/60",1175,null,null,"PV,SW,REJ PROT,TG","WM","SC VALLE ORIENTE",1,"2018-05-18T15:06:00",-0.81111111111385981,"5CRVLT142117WM"]
[154,"2018-05-18T10:34:00","CDAVF1-18/18",3,"460/3/60",675,null,null,"PV,SW,LV","WM","SC VALLE ORIENTE",1,"2018-05-18T15:06:00",-0.81111111111385981,"5CDAVF118E67WM"]
[155,"2018-05-18T10:34:00","CDAVF1-25/25",2,"460/3/60",400,null,null,"PV,SW,LV","WM","SC VALLE ORIENTE",1,"2018-05-18T15:06:00",-0.81111111111385981,"5CDAVF125D40WM"]
[156,"2018-05-18T13:05:00","CCK-15/15",1,"220/1/60",637,null,null,null,"SOCONUSCO","OC 130518",1,"2018-05-18T15:06:00",-0.91597222222480923,"5CCK1515606370"]
[157,"2018-05-18T13:34:00","CRVLT-28",5,"230/3/60",725,null,null,null,"TRANE","OC 1425371",1,"2018-05-18T15:06:00",-0.93611111111385981,"5CRVLT28F07250"]
[158,"2018-05-18T17:01:00","CDAHF1-12/12",1,"230/3/60",850,null,null,null,"DISMAR","OC 28",1,"2018-05-22T21:48:00",1.1993055555576575,"5CDAHF112B0850"]
[159,"2018-05-22T09:17:00","CRVHT-33",7.5,"230/3/60",800,{"$nulls":4},"OC 8328",1,"2018-05-22T21:48:00",-0.47847222222480923,"5CRVHT33G08000"]
[160,"2018-05-22T09:30:00","CRVHT-28",5,"220/3/60",900,{"$nulls":4},"OC GDLM 733",1,"2018-05-22T21:48:00",-0.48750000000291038,"5CRVHT28F09000"]
[161,"2018-05-22T09:30:00","CRVHT-33",5,"220/3/60",775,{"$nulls":4},"OC GDLM 733",1,"2018-05-22T21:48:00",-0.48750000000291038,"5CRVHT33F07750"]
[162,"2018-05-22T12:58:00","CRVLT-16",0.33333333333333331,"127/1/60",1025,null,null,"PV,SW,REJ PROT, TG","WM","MB AMECA PATRIA",1,"2018-05-22T21:48:00",-0.63194444444525288,"5CRVLT163102WM"]
[163,"2018-05-22T13:00:00","CRHLT-12",0.75,"127/1/60",1800,null,null,"PV,SW","WM","MB AMECA PATRIA",1,"2018-05-22T21:48:00",-0.63333333333139308,"5CRHLT125180WM"]
[164,"2018-05-22T13:00:00","CDAHF1-12/12",0.5,"230/3/60",675,null,null,"PV,SW,LV","WM","MB AMECA PATRIA",1,"2018-05-22T21:48:00",-0.63333333333139308,"5CDAHF112906WM"]
[165,"2018-05-22T16:49:00","CCK-12/12",1,"230/3/60","725",{"$nulls":4},"OC 8279",1,"2018-05-22T21:48:00",-0.79236111111094942,"5CCK1212B07250"]
[166,"2018-05-22T16:49:00","CCK-18/18",3,"230/3/60","575",{"$nulls":4},"OC 8279",1,"2018-05-22T21:48:00",-0.79236111111094942,"5CCK1818E05750"]
[167,"2018-05-22T16:49:00","CCK-18/18",1.5,"230/3/60","425",{"$nulls":4},"OC 8279",1,"2018-05-22T21:48:00",-0.79236111111094942,"5CCK1818C04250"]
[168,"2018-05-22T16:49:00","CCK-18/18",1.5,"230/3/60","450",{"$nulls":4},"OC 8279",1,"2018-05-22T21:48:00",-0.79236111111094942,"5CCK1818C04500"]
[169,"2018-05-22T16:49:00","CMI-560",2,"230/3/60","1100",{"$nulls":4},"OC 8279",1,"2018-05-22T21:48:00",-0.79236111111094942,"5CMI560D011000"]
[170,"2018-05-22T16:49:00","CMI-630",3,"230/3/60","1020","CCW",null,null,null,"OC 8279",1,"2018-05-22T21:48:00",-0.79236111111094942,"5CMI630E01020I"]
[171,"2018-05-23T08:26:00","CRVLT-16",1,"460/3/60",1575,null,null,"PV,SW,REJ PROT, TG","WM","SC VALLE ORIENTE",1,"2018-05-23T20:30:00",-0.49722222222771961,"5CRVLT16B157WM"]
[172,"2018-05-23T08:44:00","CRVHT-22",2,"230/3/60",1200,null,null,"PV,SW,REJ PROT, TG","CINEPOLIS","C. OUTLET LEON",1,"2018-05-23T20:30:00",-0.50972222222480923,"5CRVHT22D120CN"]
[173,"2018-05-23T08:56:00","CRHLT-14",0.33333333333333331,"127/1/60",1550,null,null,"PV,SW","CINEPOLIS","MC. LOS REYES ",1,"2018-05-23T20:30:00",-0.51805555555620231,"5CRHLT143155CN"]
[174,"2018-05-23T08:56:00","CRVLT-18",1,"230/3/60",1200,null,null,"PV,SW,REJ PROT, TG","CINEPOLIS","MC. LOS REYES ",1,"2018-05-23T20:30:00",-0.51805555555620231,"5CRVLT18B120CN"]
[175,"2018-05-23T12:08:00","CRVLT-24",2,"460/3/60",825,null,null,"PV,SW,REJ PROT, TG","WM","SP CUMBRES",1,"2018-05-23T20:30:00",-0.65138888889487134,"5CRVLT24D825WM"]
[176,"2018-05-23T12:08:00","CRVLT-16",0.5,"127/1/60",1100,null,null,"PV,SW,REJ PROT, TG","WM","SP CUMBRES",1,"2018-05-23T20:30:00",-0.65138888889487134,"5CRVLT164110WM"]
[177,"2018-05-23T12:08:00","CDAVF1-12/12",0.25,"127/1/60",550,null,null,"PV,SW,LV","WM","SP CUMBRES",1,"2018-05-23T20:30:00",-0.65138888889487134,"5CDAVF112255WM"]
[178,"2018-05-23T12:18:00","CRVLT-16",0.75,"220/3/60",1275,null,null,"PV,SW,REJ PROT, TG","WM","SP BONAMPAK",1,"2018-05-23T20:30:00",-0.65833333333284827,"5CRVLT16A128WM"]
[179,"2018-05-23T12:18:00","CMI-560",1.5,"460/3/60",1000,null,null,"PV,SW,TD","WM","SP BONAMPAK",1,"2018-05-23T20:30:00",-0.65833333333284827,"5CMI560C1000WM"]
[180,"2018-05-23T12:18:00","CMI-280",0.33333333333333331,"127/1/60",2075,null,null,"PV,SW,TD","WM","SP BONAMPAK",1,"2018-05-23T20:30:00",-0.65833333333284827,"5CMI28032075WM"]
[181,"2018-05-23T12:18:00","CMI-500",0.75,"220/3/60",925,null,"UB","PV,SW,TD","WM","SP BONAMPAK",1,"2018-05-23T20:30:00",-0.65833333333284827,"5CMI500A0925WM"]
[182,"2018-05-23T12:21:00","CDAVF1-22/22",1.5,"460/3/60",450,null,null,"PV,SW,LV","WM","SP BONAMPAK",1,"2018-05-23T20:30:00",-0.66041666666569654,"5CDAVF122C45WM"]
[183,"2018-05-23T13:32:00","CDAVF2-30/28",15,"460/3/60",475,null,null,"SW, LV, 1ER ETAPA FILTROS METALICOS LAVABLES Y 2DA ETAPA FILTROS METALICOS LAVABLES ALMA POLIESTER MERV-7, RECUBRIMIENTO EPOXICO","BIMBO","AZCAPOTZALCO ",1,"2018-05-23T20:30:00",-0.70972222222189885,"5CDAVF2328M4EPX"]
[184,"2018-05-23T13:32:00","CDAVF2-30/28",7.5,"460/3/60",407,null,null,"SW, LV, 1ER ETAPA FILTROS METALICOS LAVABLES Y 2DA ETAPA FILTROS METALICOS LAVABLES ALMA POLIESTER MERV-7, RECUBRIMIENTO EPOXICO","BIMBO","AZCAPOTZALCO ",1,"2018-05-23T20:30:00",-0.70972222222189885,"5CDAVF2328G4EPX"]
[185,"2018-05-23T15:52:00","CCR-7/7",0.5,"440/3/60",1475,{"$nulls":4},"OC 6081",1,"2018-05-23T20:30:00",-0.80694444444816327,"5CCR7790147500"]
[186,"2018-05-24T09:50:00","CRHLT-20",0.5,"220/3/60",800,{"$nulls":4},"OC CK3-6307YP",1,"2018-05-24T16:42:00",-0.71388888888759539,"5CRHLT20908000"]
[187,"2018-05-25T15:18:00","DALH-16",0.75,"230/1/60",383,null,null,"BOMBA 115V, MOTOR MF (2-MO-344RG)",null,"OC GDL 090-18",1,"2018-05-25T18:00:00",-0.88749999999708962,"5UDLHF16503830"]
[188,"2018-05-25T16:58:00","CRVLT-14",0.5,"127/1/60",1425,null,null,null,"PERSSA","OC 8344",1,"2018-05-25T18:00:00",-0.9569444444423425,"5CRVLT14401425"]
[189,"2018-05-25T17:14:00","CMI-250",1,"230/3/60",2795,null,null,null,"FGA","OC P-2018-5",1,"2018-05-25T18:00:00",-0.96805555555329192,"5CMI250B027950"]
[190,"2018-05-25T18:08:00","CRVLT-28",2,"220/3/60",575,{"$nulls":4},"OC GDML73",3,"2018-05-25T19:44:00",-0.93333333333430346,"5CRVLT28D05750"]
[191,"2018-05-29T09:28:00","CRHLT-14",0.5,"127/1/60",1625,null,null,"PV,SW","WM","BA SUMIDERO",1,"2018-05-29T17:09:00",-0.67986111110803904,"5CRHLT144162WM"]
[192,"2018-05-29T09:28:00","CMI-630",1.5,"460/3/60",800,null,"UB","PV,SW,TD, PI","WM","BA SUMIDERO",1,"2018-05-29T17:09:00",-0.67986111110803904,"EXISTE(5CMI630C0325WM)"]
[193,"2018-05-29T09:34:00","CDAHF1-18/18",2,"460/3/60",400,null,null,"PV,SW,LV","WM","BA SUMIDERO",1,"2018-05-29T17:09:00",-0.68402777777373558,"5CDAHF118D40WM"]
[194,"2018-05-29T09:34:00","CDAHF1-12/12",0.75,"460/3/60",725,null,null,"PV,SW,LV","WM","BA SUMIDERO",1,"2018-05-29T17:09:00",-0.68402777777373558,"5CDAHF112A72WM"]
[195,"2018-05-29T13:06:00","CLT-10",0.5,"127/1/60",1450,null,null,"CUBREMOTOR","CYVSA","OC 4000035192",1,"2018-05-29T17:09:00",-0.83124999999563443,"5CLTG1041450CM"]
[196,"2018-05-29T13:06:00","CLT-12",1,"127/1/60",1500,null,null,"CUBREMOTOR","CYVSA","OC 4000035192",1,"2018-05-29T17:09:00",-0.83124999999563443,"5CLTG1261500CM"]
[197,"2018-05-29T13:06:00","CMA-315",0.33333333333333331,"220/1/60",1425,null,null,null,"CYVSA","OC 4000035192",2,"2018-05-29T17:09:00",{"$f":"NETWORKDAYS(B198,M198)+((M198-B198)-INT(M198-B198))-2","v":-0.83124999999563443},"5CMAI315301426"]
[198,"2018-05-29T13:06:00","CMA-400",3,"230/3/60",1900,null,null,null,"CYVSA","OC 4000035192",1,"2018-05-29T17:09:00",-0.83124999999563443,"5CMAI400E01900"]
[199,"2018-05-29T13:06:00","CMA-400",1,"220/1/60",1420,null,null,null,"CYVSA","OC 4000035192",1,"2018-05-29T17:09:00",-0.83124999999563443,"5CMAI400601420"]
[200,"2018-05-29T13:06:00","CMA-500",1.5,"127/1/60",1100,null,null,null,"CYVSA","OC 4000035192",1,"2018-05-29T17:09:00",-0.83124999999563443,"5CMAI500701100"]
[201,"2018-05-29T13:06:00","CMA-500",1,"220/3/60",950,null,null,null,"CYVSA","OC 4000035192",1,"2018-05-29T17:09:00",-0.83124999999563443,"5CMAI500B09500"]
[202,"2018-05-29T13:54:00","CMI-630",3,"460/3/60",1025,null,null,"SW","TERMO","OC 18-01",1,"2018-05-29T17:09:00",-0.86458333333575865,"5CMI630E10250S"]
[203,"2018-05-29T13:54:00","CMI-630",3,"460/3/60",1050,null,null,"SW","TERMO","OC 18-01",1,"2018-05-29T17:09:00",-0.86458333333575865,"5CMI630E01050S"]
[204,"2018-05-29T16:11:00","CDAHF1-30/28",15,"220/3/60",500,null,null,"LV","MAYOREO","OC GDML733",1,"2018-05-29T17:26:00",-0.94791666666424135,"5CDAHF1328M6LV"]
[205,"2018-05-30T08:30:00","CRWLT-10",0.33333333333333331,"220/1/60",1616,null,null,null,"SOCONUSCO","OC 220518",1,"2018-05-30T21:13:00",{"$f":"NETWORKDAYS(B206,M206)+((M206-B206)-INT(M206-B206))-2","v":-0.47013888888614019},"5CRWLT10301616"]
[206,"2018-05-30T13:25:00","CLT-12","1/4","220/1/60","1275",null,null,"CUBREMOTOR","TORNADO ","OC 09 LOS CABOS",1,"2018-05-30T21:13:00",-0.67500000000291038,"5CLTG1221275CM"]
[207,"2018-05-30T13:25:00","CLT-18","1/2","220/1/60","800",null,null,"CUBREMOTOR","TORNADO ","OC 09 LOS CABOS",1,"2018-05-30T21:13:00",-0.67500000000291038,"5CLTG1840800CM"]
[209,"2018-05-30T13:25:00","CLT-18","3/4","220/3/60","950",null,null,"CUBREMOTOR","TORNADO ","OC 09 LOS CABOS",1,"2018-05-30T21:13:00",null,"EXISTE"]
[210,"2018-05-30T13:25:00","CLT-18","3/4","220/3/60","925",null,null,"CUBREMOTOR","TORNADO ","OC 09 LOS CABOS",1,"2018-05-30T21:13:00",-0.67500000000291038,"5CLTG18A0925CM"]
[211,"2018-05-30T13:25:00","CLT-24","3","220/3/60","1025",null,null,"CUBREMOTOR","TORNADO ","OC 09 LOS CABOS",1,"2018-05-30T21:13:00",-0.67500000000291038,"5CLTG24E1025CM"]
[212,"2018-05-30T13:25:00","CLT-26","5","220/3/60","900",null,null,"CUBREMOTOR","TORNADO ","OC 09 LOS CABOS",1,"2018-05-30T21:13:00",-0.67500000000291038,"5CLTG26F0900CM"]
[213,"2018-05-30T13:25:00","CLT-30","5","220/3/60","800",null,null,"CUBREMOTOR","TORNADO ","OC 09 LOS CABOS",1,"2018-05-30T21:13:00",-0.67500000000291038,"5CLTG30F0800CM"]
[214,"2018-05-30T13:25:00","CLT-33","7.5","220/3/60","800",null,null,"CUBREMOTOR","TORNADO ","OC 09 LOS CABOS",1,"2018-05-30T21:13:00",-0.67500000000291038,"5CLTG33G0800CM"]
[215,"2018-05-30T13:25:00","CMI-355","1/4","220/1/60","1200",null,null,null,"TORNADO ","OC 09 LOS CABOS",1,"2018-05-30T21:13:00",-0.67500000000291038,"5CMI3552012000"]
[216,"2018-05-30T13:25:00","CMI-500","1","220/3/60","975",null,null,null,"TORNADO ","OC 09 LOS CABOS",1,"2018-05-30T21:13:00",-0.67500000000291038,"5CMI500B009750"]
[217,"2018-05-30T13:25:00","CMI-500","3/4","220/3/60","900",null,null,null,"TORNADO ","OC 09 LOS CABOS",1,"2018-05-30T21:13:00",-0.67500000000291038,"5CMI500A090000"]
[218,"2018-05-30T13:25:00","CRHLT-12","1/4","220/1/60","950",null,null,null,"TORNADO ","OC 09 LOS CABOS",1,"2018-05-30T21:13:00",-0.67500000000291038,"5CRHLT12209500"]
[219,"2018-05-30T13:25:00","CRHLT-14","1/4","220/1/60","975",null,null,null,"TORNADO ","OC 09 LOS CABOS",1,"2018-05-30T21:13:00",-0.67500000000291038,"5CRHLT14209750"]
[220,"2018-05-30T16:10:00","CCK-9/9",0.5,"115/1/60",1100,{"$nulls":4},"OC 5963",1,"2018-05-30T21:13:00",-0.78958333333139308,"5CCK9940110000"]
[221,"2018-05-30T17:08:00","CDAVF1-12/12",1,"220/3/60",775,null,null,"PV,SW,LV","WM","MB UMAN",1,"2018-05-30T21:13:00",-0.82986111110949423,"5CDAVF112B77WM"]
[222,"2018-05-30T17:27:00","CRVLT-26 ",0.75,"230/3/60",750,null,null,"PV,SW,REJ PROT, TG","WM","SC POLIGONO",1,"2018-05-30T21:13:00",-0.84305555555329192,"5CRVLT26A750WM"]
[223,"2018-05-30T17:27:00","CMI-560",3,"230/3/60",1200,null,"UB","PV,SW,TD","WM","SC POLIGONO",1,"2018-05-30T21:13:00",-0.84305555555329192,"5CMI560E1201WM"]
[224,"2018-05-30T17:27:00","CDAVF1-18/18",1.5,"230/3/60",525,null,null,"PV,SW,LV","WM","SC POLIGONO",1,"2018-05-30T21:13:00",-0.84305555555329192,"5CDAVF118C53WM"]
[225,"2018-05-30T17:27:00","CDAVF1-12/12",0.33333333333333331,"230/3/60",600,null,null,"PV,SW,LV","WM","SC POLIGONO",1,"2018-05-30T21:13:00",-0.84305555555329192,"5CDAVF112T06WM"]
[226,"2018-05-30T17:27:00","CDAVF1-12/12",0.33333333333333331,"230/3/60",625,null,null,"PV,SW,LV","WM","SC POLIGONO",1,"2018-05-30T21:13:00",-0.84305555555329192,"5CDAVF112T62WM"]
[227,"2018-05-30T18:06:00","CLT-7",0.33333333333333331,"127/1/60",1550,null,null,"CUBREMOTOR","CYVSA","4000035192",1,"2018-05-30T21:13:00",-0.87013888888759539,"5CLTG7301550CM"]
[228,"2018-05-30T18:06:00","CLT-10",1,"127/1/60",2000,null,null,"CUBREMOTOR","CYVSA","4000035192",1,"2018-05-30T21:13:00",-0.87013888888759539,"5CLTG1062000CM"]
[229,"2018-05-31T14:22:00","CLT-18",0.75,"220/3/60",975,null,null,"PV,SW","WM","MB APASEO EL GRANDE",1,"2018-05-31T19:32:00",-0.78472222222626442,"5CLTG18A0975WM"]
[230,"2018-05-31T14:22:00","CDAHF1-12/12",1,"220/3/60",800,null,null,"PV,SW,LV","WM","MB APASEO EL GRANDE",1,"2018-05-31T19:32:00",-0.78472222222626442,"5CDAHF112B80WM"]
[231,"2018-05-31T17:05:00","CMI-250",0.33333333333333331,"460/3/60",1790,null,"UB","PV,SW,TD","WM","MB APASEO EL GRANDE",1,"2018-05-31T19:32:00",-0.89791666666860692,"5CMI250T1790WM"]
[232,"2018-05-31T17:05:00","CMI-800",5,"460/3/60",775,null,"UB","PV,SW,TD, PI","WM","MB APASEO EL GRANDE",1,"2018-05-31T19:32:00",-0.89791666666860692,"5CMI800F0775WM"]
[233,"2018-05-31T17:05:00","CRVLT-18",1,"220/3/60",1375,null,null,"PV,SW,REJ PROT, TG","WM","MB APASEO EL GRANDE",1,"2018-05-31T19:32:00",-0.89791666666860692,"5CRVLT18B137WM"]
[234,"2018-05-31T17:05:00","CCR-12/12",0.75,"460/3/60",820,null,null,"SW","WM","MB APASEO EL GRANDE",1,"2018-05-31T19:32:00",-0.89791666666860692,"5CCR1212A820WM"]
[235,"2018-05-31T17:05:00","CCR-18/18",3,"460/3/60",700,null,null,"SW","WM","MB APASEO EL GRANDE",1,"2018-05-31T19:32:00",-0.89791666666860692,"5CCR1818E700WM"]
[236,"2018-05-31T17:05:00","CCR-7/7",0.5,"127/1/60",1320,null,null,"SW","WM","MB APASEO EL GRANDE",1,"2018-05-31T19:32:00",-0.89791666666860692,"5CCR77401320WM"]
[237,{"$nulls":12},-2]
[238,{"$nulls":12},-2]
[239,{"$nulls":12},-2]
[240,{"$nulls":12},-2]
[241,{"$nulls":12},-2]
[242,{"$nulls":12},-2]
[243,{"$nulls":12},-2]
[244,{"$nulls":12},-2]
[245,{"$nulls":12},-2]
[246,{"$nulls":12},-2]
[247,{"$nulls":12},-2]
[248,{"$nulls":12},-2]
[249,{"$nulls":12},-2]
[250,{"$nulls":12},-2]
[251,{"$nulls":12},-2]
[252,{"$nulls":12},-2]
[253,{"$nulls":12},-2]
[254,{"$nulls":12},-2]
[255,{"$nulls":12},-2]
[256,{"$nulls":12},{"$f":"NETWORKDAYS(B256,M256)+((M256-B256)-INT(M256-B256))-2","v":-2}]
[257,{"$nulls":12},-2]
[258,{"$nulls":12},-2]
[259,{"$nulls":12},-2]
[260,{"$nulls":12},-2]
[261,{"$nulls":12},-2]
[262,{"$nulls":12},-2]
[263,{"$nulls":12},-2]
[264,{"$nulls":12},-2]
[265,{"$nulls":12},-2]
[266,{"$nulls":12},-2]
[267,{"$nulls":12},-2]
[268,{"$nulls":12},-2]
[269,{"$nulls":12},-2]
[270,{"$nulls":12},-2]
[271,{"$nulls":12},-2]
[272,{"$nulls":12},-2]
[273,{"$nulls":12},-2]
[274,{"$nulls":12},-2]
[275,{"$nulls":12},-2]
[276,{"$nulls":12},-2]
[277,{"$nulls":12},-2]
[278,{"$nulls":12},-2]
[279,{"$nulls":12},-2]
[280,{"$nulls":12},-2]
[281,{"$nulls":12},-2]
[282,{"$nulls":12},-2]
[283,{"$nulls":12},-2]
[284,{"$nulls":12},-2]
[285,{"$nulls":12},-2]
[286,{"$nulls":12},-2]
[287,{"$nulls":12},-2]
[288,{"$nulls":12},-2]
[289,{"$nulls":12},-2]
[290,{"$nulls":12},-2]
[291,{"$nulls":12},-2]
[292,{"$nulls":12},-2]
[293,{"$nulls":12},-2]
[294,{"$nulls":12},-2]
[295,{"$nulls":12},-2]
[296,{"$nulls":12},-2]
[297,{"$nulls":12},-2]
[298,{"$nulls":12},-2]
[299,{"$nulls":12},-2]
[300,{"$nulls":12},-2]
[301,{"$nulls":12},-2]
[302,{"$nulls":12},-2]
[303,{"$nulls":12},-2]
[304,{"$nulls":12},-2]
[305,{"$nulls":12},-2]
[306,{"$nulls":12},-2]
[307,{"$nulls":12},-2]
[308,{"$nulls":12},-2]
[309,{"$nulls":12},-2]
[310,{"$nulls":12},-2]
[311,{"$nulls":12},-2]
[312,{"$nulls":12},-2]
[313,{"$nulls":12},-2]
[314,{"$nulls":12},-2]
[315,{"$nulls":12},-2]
[316,{"$nulls":12},-2]
[317,{"$nulls":12},-2]
[318,{"$nulls":12},-2]
[319,{"$nulls":12},-2]
[320,{"$nulls":12},{"$f":"NETWORKDAYS(B320,M320)+((M320-B320)-INT(M320-B320))-2","v":-2}]
[321,{"$nulls":12},-2]
[322,{"$nulls":12},-2]
[323,{"$nulls":12},-2]
[324,{"$nulls":12},-2]
[325,{"$nulls":12},-2]
[326,{"$nulls":12},-2]
[327,{"$nulls":12},-2]
[328,{"$nulls":12},-2]
[329,{"$nulls":12},-2]
[330,{"$nulls":12},-2]
[331,{"$nulls":12},-2]
[332,{"$nulls":12},-2]
[333,{"$nulls":12},-2]
[334,{"$nulls":12},-2]
[335,{"$nulls":12},-2]
[336,{"$nulls":12},-2]
[337,{"$nulls":12},-2]
[338,{"$nulls":12},-2]
[339,{"$nulls":12},-2]
[340,{"$nulls":12},-2]
[341,{"$nulls":12},-2]
[342,{"$nulls":12},-2]
[343,{"$nulls":12},-2]
[344,{"$nulls":12},-2]
[345,{"$nulls":12},-2]
[346,{"$nulls":12},-2]
[347,{"$nulls":12},-2]
[348,{"$nulls":12},-2]
[349,{"$nulls":12},-2]
[350,{"$nulls":12},-2]
[351,{"$nulls":12},-2]
[352,{"$nulls":12},-2]
[353,{"$nulls":12},-2]
[354,{"$nulls":12},-2]
[355,{"$nulls":12},-2]
[356,{"$nulls":12},-2]
[357,{"$nulls":12},-2]
[358,{"$nulls":12},-2]
[359,{"$nulls":12},-2]
[360,{"$nulls":12},-2]
[361,{"$nulls":12},-2]
[362,{"$nulls":12},-2]
[363,{"$nulls":12},-2]
[364,{"$nulls":12},-2]
[365,{"$nulls":12},-2]
[366,{"$nulls":12},-2]
[367,{"$nulls":12},-2]
[368,{"$nulls":12},-2]
[369,{"$nulls":12},-2]
[370,{"$nulls":12},-2]
[371,{"$nulls":12},-2]
[372,{"$nulls":12},-2]
[373,{"$nulls":12},-2]
[374,{"$nulls":12},-2]
[375,{"$nulls":12},-2]
[376,{"$nulls":12},-2]
[377,{"$nulls":12},-2]
[378,{"$nulls":12},-2]
[379,{"$nulls":12},-2]
[380,{"$nulls":12},-2]
[381,{"$nulls":12},-2]
[382,{"$nulls":12},-2]
[383,{"$nulls":12},-2]
[384,{"$nulls":12},{"$f":"NETWORKDAYS(B384,M384)+((M384-B384)-INT(M384-B384))-2","v":-2}]
[385,{"$nulls":12},-2]
[386,{"$nulls":12},-2]
[387,{"$nulls":12},-2]
[388,{"$nulls":12},-2]
[389,{"$nulls":12},-2]
[390,{"$nulls":12},-2]
[391,{"$nulls":12},-2]
[392,{"$nulls":12},-2]
[393,{"$nulls":12},-2]
[394,{"$nulls":12},-2]
[395,{"$nulls":12},-2]
[396,{"$nulls":12},-2]
[397,{"$nulls":12},-2]
[398,{"$nulls":12},-2]
[399,{"$nulls":12},-2]
[400,{"$nulls":12},-2]
[401,{"$nulls":12},-2]
[402,{"$nulls":12},-2]
[403,{"$nulls":12},-2]
[404,{"$nulls":12},-2]
{"$rows_empty":1048160}
[null,":"]

{"sheet":"JUNIO 2018","index":5,"n_rows":404,"n_cols":17,"rows_kept":404,"cut":false,"hidden":false,"merged":[]}
["ITEM","FECHA SOLICITADA","EQUIPO","HP","VOLTAJE","RPM","GIRO","DESCARGA","OBSERVACIONES","CLIENTE","OC CLIENTE","CANTIDADES","FECHA DE SALIDA","TIEMPO en DIAS","CODIGO","NUMERO DE PEDIDO","FECHA PLANEACIÓN"]
[1,"2018-06-01T11:11:00","CDAVF2-18/18",1.5,"230/3/60",575,null,null,null,"PARRA CONFORT","OC 0072",1,"2018-06-01T22:19:00",{"$f":"NETWORKDAYS(B2,M2)+((M2-B2)-INT(M2-B2))-2","v":-0.53611111111240461},"5CDAVF218C0575"]
[2,"2018-06-01T13:22:00","CDAVF1-22/22",10,"220/3/60",675,null,null,null,"EDISON","OC 18Q-069QV",1,"2018-06-01T22:19:00",-0.62708333333284827,"5CDAVF222H0675"]
[3,"2018-06-04T10:50:00","CRHLT-18",0.5,"127/1/60",1050,null,null,"PV,SW","CINEPOLIS","MC. PLAZA EDEN",1,"2018-06-04T15:19:00",-0.81319444444670808,"5CRHLT184105CN"]
[4,"2018-06-04T14:10:00","CRVLT-20",0.75,"127/1/60",900,null,null,"SW","REYSI","OC RS-38",1,"2018-06-04T15:19:00",-0.95208333333721384,"5CRVLT2050900S"]
[5,"2018-06-04T14:10:00","CRVLT-20",1,"230/3/60",1025,null,null,"SW","REYSI","OC RS-38",1,"2018-06-04T15:19:00",-0.95208333333721384,"5CRVLT20B1020S"]
[6,"2018-06-04T14:16:00","CMI-355",1,"220/1/60",1700,null,null,null,"JAMACI","OC 64",1,"2018-06-04T15:19:00",-0.95625000000291038,"5CMI3556017000"]
[7,"2018-06-05T09:34:00","RBC-800",1,"230/3/60",1150,null,null,"MOTOR AISLAMIENTO \"H\" (2-MO-166US)","RILSA","OC 104 18",1,"2018-06-05T15:22:00",-0.75833333333139308,"5RBC8001H"]
[8,"2018-06-05T11:47:00","DA-15/15",1.5,"230/3/60",625,{"$nulls":4},"MI-5412",1,"2018-06-05T15:22:00",-0.85069444444525288,"5DA1515C062500"]
[9,"2018-06-05T17:24:00","CLTG-18",0.75,"127/1/60",1000,null,null,"PV,SW","WM","MB TEOLOCHOLCO",1,"2018-06-06T09:53:00",0.68680555556056788,"5CLTG1851000WM"]
[10,"2018-06-05T18:34:00","CRVLT-26",1,"220/3/60",725,null,null,"PV,SW,TG, REJILLA PROT","WM","BA PRIMO DE VERDAD",1,"2018-06-06T09:53:00",0.63819444445107365,"5CRVLT26B725WM"]
[11,"2018-06-05T18:35:00","CDAVF1-12/12",0.33333333333333331,"220/3/60",600,null,null,"PV,SW,LV","WM","BA PRIMO DE VERDAD",1,"2018-06-06T09:53:00",0.63750000000436557,"5CDAVF112T61WM"]
[12,"2018-06-05T18:35:00","CDAVF1-18/18",1,"220/3/60",450,null,null,"PV,SW,LV","WM","BA PRIMO DE VERDAD",1,"2018-06-06T09:53:00",0.63750000000436557,"5CDAVF118B41WM"]
[13,"2018-06-06T09:10:00","CLT-10",0.25,"127/1/60",1475,null,null,"PV,SW","WM","MB SALVATIERRA",1,"2018-06-07T09:01:00",0.99375000000145519,"5CLTG1021475WM"]
[14,"2018-06-06T13:23:00","CLT-24","1","460/3/60","775",null,null,"CUBREMOTOR",null,"OC 18002",1,"2018-06-07T09:01:00",0.81805555555911269,"5CLTG24B0775CM"]
[15,"2018-06-06T13:23:00","CLT-15","1/3","127/1/60","975",null,null,"CUBREMOTOR",null,"OC 18002",1,"2018-06-07T09:01:00",0.81805555555911269,"5CLTG1530975CM"]
[16,"2018-06-06T13:23:00","CMI-630","2","460/3/60","750",{"$nulls":4},"OC 18002",1,"2018-06-07T09:01:00",0.81805555555911269,"5CMI630D075000"]
[17,"2018-06-06T13:23:00","CMI-710","1.5","460/3/60","725",{"$nulls":4},"OC 18002",1,"2018-06-07T09:01:00",0.81805555555911269,"5CMI710C072500"]
[18,"2018-06-06T13:25:00","BIL-1000",15,"460/3/60",850,null,null,"CUBIERTA MOTOR Y TRANSMISIÓN, TD",null,"OC 18002",1,"2018-06-08T16:45:00",1.1388888888832298,"5BIL1000M850CM"]
[19,"2018-06-06T13:25:00","BIL-1000",7.5,"460/3/60",786,null,null,"CUBIERTA MOTOR Y TRANSMISIÓN, TD, MONTAJE EN TECHO",null,"OC 18002",1,"2018-06-08T16:45:00",1.1388888888832298,"5BIL1000G786CM"]
[20,"2018-06-06T13:29:00","CMI-800",2,"460/3/60",600,null,null,"DISCO DE ENFRIAMIENTO Y SELLO EN FLECHA",null,"OC 18002",1,"2018-06-07T09:01:00",0.81388888889341615,"5CMI800D0600DI"]
[21,"2018-06-06T13:29:00","CMI-710",3,"460/3/60",825,null,null,"DISCO DE ENFRIAMIENTO Y SELLO EN FLECHA",null,"OC 18002",1,"2018-06-07T09:01:00",0.81388888889341615,"5CMI710E0826DI"]
[22,"2018-06-06T13:43:00","CDAHF2-18/18",3,"230/3/60",649,{"$nulls":4},"OC 1298",1,"2018-06-07T09:01:00",0.80416666666860692,"5CDAHF218E0649"]
[23,"2018-06-06T13:52:00","DALH-45",5,"460/3/60",400,null,null,"BOMBA MF / INETRRUPTOR NIVEL 127 VOLTS","FAAR","OC SP2018-14",2,"2018-06-07T09:01:00",0.79791666667006211,"5UDLHF45F04000"]
[24,"2018-06-07T09:31:00","CDAH-15/15",0.75,"230/3/60",550,null,null,"RECUBRIMIENTO POLIESTER, PV","LATAM GYM","SMART FIT CLUB SF IZTACALCO",1,"2018-06-09T13:08:00",0.15069444444816327,"5CDAH1515A550P"]
[25,"2018-06-07T09:31:00","CMI-630",1,"230/3/60",725,"CCW",null,"MALLA EN DESC","LATAM GYM","SMART FIT CLUB SF IZTACALCO",1,"2018-06-09T13:08:00",0.15069444444816327,"5CMI630B0726MA"]
[26,"2018-06-07T09:31:00","CEB-1200",0.1,"127/1/60",1625,"CCW",null,"MALLA EN DESC","LATAM GYM","SMART FIT CLUB SF IZTACALCO",1,null,-30900.396527777775,"FORMATO"]
[27,"2018-06-07T10:44:00","CMI-560",0.75,"127/1/60",825,{"$nulls":4},"OC 39144-1",1,"2018-06-09T13:08:00",9.9999999998544808E-2,"5CMI5605082500"]
[28,"2018-06-07T10:44:00","CDAVF1-18/18",1,"220/3/60",450,{"$nulls":4},"OC 39144-1",1,"2018-06-09T13:08:00",9.9999999998544808E-2,"5CDAVF118B0450"]
[29,"2018-06-07T16:01:00","CMI-400",1.5,"460/3/60",1825,null,"UB","PV,SW,TD","WM","SC COLINAS DE TARANGO",1,"2018-06-09T13:08:00",0.87986111111240461,"5CMI400C1825WM"]
[30,"2018-06-07T16:01:00","CLT-15",0.5,"127/1/60",1175,null,null,"PV,SW","WM","SC COLINAS DE TARANGO",1,"2018-06-09T13:08:00",0.87986111111240461,"5CLTG1541175WM"]
[31,"2018-06-07T16:01:00","CLT-15",0.33333333333333331,"127/1/60",1075,null,null,"PV,SW","WM","SC COLINAS DE TARANGO",1,"2018-06-09T13:08:00",0.87986111111240461,"5CLTG1531075WM"]
[32,"2018-06-07T16:01:00","CMI-315",0.25,"127/1/60",1400,null,"UB","PV,SW,TD","WM","SC COLINAS DE TARANGO",1,"2018-06-09T13:08:00",0.87986111111240461,"5CMI31521400WM"]
[33,"2018-06-07T16:51:00","CMI-630",7.35,"230/3/60",1300,null,null,"MALLA EN DESC","TORNADO","7A",1,"2018-06-09T13:08:00",0.84513888889341615,"5CMI630G1300MA"]
[34,"2018-06-07T17:10:00","CRVLT-14",0.25,"127/1/60",1300,null,null,"PV,SW,REJ PRTO,TG","WM","SC PUEBLA REFORMA",1,"2018-06-09T13:08:00",0.8319444444423425,"5CRVLT142130WM"]
[35,"2018-06-07T17:10:00","CRVLT-24",1.5,"460/3/60",850,null,null,"PV,SW,REJ PRTO,TG","WM","SC PUEBLA REFORMA",1,"2018-06-09T13:08:00",0.8319444444423425,"5CRVLT24C850WM"]
[36,"2018-06-07T17:10:00","CRVHT-24",2,"460/3/60",950,null,null,"PV,SW,REJ PRTO,TG","WM","SC PUEBLA REFORMA",1,"2018-06-09T13:08:00",0.8319444444423425,"5CRVHT24D951WM"]
[37,"2018-06-07T17:11:00","CRHLT-18",0.5,"127/1/60",1075,null,null,"PV,SW","WM","SC PUEBLA REFORMA",2,"2018-06-09T13:08:00",0.83125000000291038,"5CRHLT184107WM"]
[38,"2018-06-07T17:15:00","CLTG-10",0.25,"127/1/60",1225,null,null,"PV,SW","WM","MB JUAN DE LA BARRERA",1,"2018-06-09T13:08:00",0.82847222222335404,"5CLTG1021225WM"]
[39,"2018-06-07T17:15:00","CLTG-18",0.75,"127/1/60",950,null,null,"PV,SW","WM","MB JUAN DE LA BARRERA",1,"2018-06-09T13:08:00",0.82847222222335404,"5CLTG1850950WM"]
[40,"2018-06-07T17:15:00","CRVLT-16",0.5,"230/3/60",1150,null,null,"PV,SW,REJ PRTO,TG","WM","MB JUAN DE LA BARRERA",1,"2018-06-09T13:08:00",0.82847222222335404,"5CRVLT169116WM"]
[41,"2018-06-08T13:12:00","CMI-710",5,"230/3/60",975,"CCW","UB",null,"CYVSA","OC 4000035938",1,"2018-06-09T13:08:00",-2.7777777795563452E-3,"5CMI710F09750I"]
[42,"2018-06-08T13:12:00","CMI-500",1.5,"230/3/60",1200,"CCW","UB",null,"CYVSA","OC 4000035938",1,"2018-06-09T13:08:00",-2.7777777795563452E-3,"5CMI500C01200I"]
[43,"2018-06-08T13:59:00","CRHLT-16",0.75,"220/3/60",1375,{"$nulls":4},"OC 6233",1,"2018-06-09T13:08:00",-3.5416666665696539E-2,"5CRHLT16A01375"]
[44,"2018-06-08T14:21:00","CRHLT-30",3,"220/3/60",625,null,null,null,"SOLUCIONES","OC 2388",2,"2018-06-09T13:08:00",-5.0694444442342501E-2,"5CRHLT30E06250"]
[45,"2018-06-08T15:48:00","CMI-315",0.5,"460/3/60",1625,null,"UB","PV,SW,TD","WM","BA SANTO DOMINGO ",1,"2018-06-09T13:08:00",-0.11111111110949423,"5CMI31591625WM"]
[46,"2018-06-08T15:48:00","CRHLT-16",0.75,"460/3/60",1200,null,null,"PV,SW","WM","BA SANTO DOMINGO ",1,"2018-06-09T13:08:00",-0.11111111110949423,"5CRHLT16A120WM"]
[47,"2018-06-08T15:48:00","CMI-280",0.5,"460/3/60",2000,null,"UB","PV,SW,TD","WM","BA SANTO DOMINGO ",1,"2018-06-09T13:08:00",-0.11111111110949423,"5CMI28092001WM"]
[48,"2018-06-08T15:48:00","CRHLT-12",0.5,"460/3/60",1675,null,null,"PV,SW","WM","BA SANTO DOMINGO ",1,"2018-06-09T13:08:00",-0.11111111110949423,"5CRHLT129167WM"]
[49,"2018-06-08T15:48:00","CDAVF1-20/20",3,"460/3/60",600,null,null,"PV,SW,LV","WM","BA SANTO DOMINGO ",1,"2018-06-09T13:08:00",-0.11111111110949423,"5CDAVF120E60WM"]
[50,"2018-06-08T15:48:00","CMI-280",0.5,"460/3/60",2000,null,"UB","PV,SW,TD","WM","BA SANTO DOMINGO ",1,null,-30901.658333333333,"REPETIDO"]
[51,"2018-06-08T15:48:00","CRVLT-22",1,"460/3/60",825,null,null,"PV,SW,REJ PRTO,TG","WM","BA SANTO DOMINGO ",1,"2018-06-09T13:08:00",-0.11111111110949423,"5CRVLT22B825WM"]
[52,"2018-06-08T16:09:00","DALV-36",7.5,"460/3/60",409,null,null,"BOMBA MF, INTERRUPTOR NIVEL MF, ARRANCADOR (2-AM-075S)","WM","BA VALLE DE CHALCO ",9,"2018-06-09T13:08:00",-0.12569444444670808,"5UDLVF36G409WM"]
[53,"2018-06-08T16:09:00","DALV-25",1.5,"460/3/60",400,null,null,"BOMBA MF, INTERRUPTOR NIVEL MF, ARRANCADOR (2-AM-002S)","WM","BA VALLE DE CHALCO ",1,"2018-06-09T13:08:00",-0.12569444444670808,"5UDLVF25C400WM"]
[54,"2018-06-08T16:09:00","DALH-9",0.75,"460/3/60",450,null,null,"BOMBA MF, INTERRUPTOR NIVEL MF, ARRANCADOR (2-AM-034S1)","WM","BA VALLE DE CHALCO ",1,"2018-06-09T13:08:00",-0.12569444444670808,"5UDLHF9A0450WM"]
[55,"2018-06-08T16:09:00","DALH-9",0.5,"460/3/60",445,null,null,"BOMBA MF, INTERRUPTOR NIVEL MF, ARRANCADOR (2-AM-034S1)","WM","BA VALLE DE CHALCO ",1,"2018-06-09T13:08:00",-0.12569444444670808,"5UDLHF990445WM"]
[56,"2018-06-08T18:00:00","CRVHT-24",2,"460/3/60",950,null,null,"PV,SW,REJ PRTO,TG","WM","BA VALLE DE CHALCO ",1,null,-30901.75,"REPETIDO"]
[57,"2018-06-08T18:00:00","CRVLD-12",0.5,"127/1/60",1740,null,null,"SW, REJ PROT","WM","BA VALLE DE CHALCO ",1,"2018-06-09T13:08:00",-0.20277777777664596,"5CRVLD124174WM"]
[58,"2018-06-08T18:00:00","CRVLT-14",0.75,"460/3/60",1825,null,null,"PV,SW,REJ PRTO,TG","WM","BA VALLE DE CHALCO ",1,"2018-06-09T13:08:00",-0.20277777777664596,"5CRVLT14A182WM"]
[59,"2018-06-08T18:00:00","CRVLT-14",0.25,"127/1/60",1050,null,null,"PV,SW,REJ PRTO,TG","WM","BA VALLE DE CHALCO ",1,"2018-06-09T13:08:00",-0.20277777777664596,"5CRVLT142105WM"]
[60,"2018-06-08T18:36:00","CDAHF2-18/18",7.5,"460/3/60",800,null,null,"TRANSMISIÓN DEL LADO IZQUIERDO VIENDOLO DE LA PARTE DE LA DESCARGA","AVANTE","201475",1,"2018-06-09T13:08:00",-0.22777777777810115,"5CDAHF218G0800"]
[61,"2018-06-08T18:55:00","CRVHT-30",5,"230/3/60",700,null,null,null,"NOUCLIMA","OC 71",1,"2018-06-09T13:08:00",-0.24097222222189885,"5CRVHT30F07000"]
[62,"2018-06-08T18:58:00","CRHLT-16",0.75,"220/3/60",1375,null,null,null,"CLAUGER","OC 6233",1,null,-30901.790277777778,"REPETIDO"]
[63,"2018-06-11T09:08:00","CRVHT-22",2,"460/3/60",975,null,null,"PV,SW,REJ PRTO,TG","WM","BA SANTO DOMINGO ",1,"2018-06-12T08:39:00",0.97986111111094942,"5CRVHT22D975WM"]
[64,"2018-06-11T11:16:00","CDAVF1-22/22",2,"460/3/60",475,null,null,"PV,SW,LV","WM","SC VALLE ORIENTE",1,"2018-06-12T08:39:00",0.89097222222335404,"5CDAVF122D47WM"]
[65,"2018-06-11T11:36:00","CDAVF1-18/18",1.5,"230/3/60",400,null,null,"PV,SW,LV","WM","MB LORETO CENTRO ",1,"2018-06-12T08:39:00",{"$f":"NETWORKDAYS(B66,M66)+((M66-B66)-INT(M66-B66))-2","v":0.87708333334012423},"5CDAVF118C04WM"]
[66,"2018-06-11T17:42:00","CDAH-15/15",1,"230/3/60",550,null,null,"RECUBRIMIENTO POLIESTER, PV","LATAM GYM","SF PATIO MERIDA ",1,"2018-06-12T08:39:00",0.62291666666715173,"5CDAH1515B550P"]
[67,"2018-06-12T17:51:00","DALH-16",2,"220/3/60",406,null,null,null,"SOCONUSCO","OC 050618",1,"2018-06-13T08:46:00",0.62152777777373558,"5UDLHF16D04060"]
[68,"2018-06-13T11:23:00","CRHLT-12",0.5,"127/1/60",1525,{"$nulls":4},"OC 39065-1",1,"2018-06-13T14:03:00",-0.88888888889050577,"5CRHLT12401525"]
[69,"2018-06-13T11:34:00","CMI-500",3,"220/3/60",1625,null,null,null,"COMERCIALIZADORA","OC 0352_18",1,"2018-06-13T14:03:00",-0.89652777777519077,"5CMI500E016250"]
[70,"2018-06-13T12:44:00","DAL-H-72",15,"440/3/60",420,null,null,null,"REACSA","OC 145012682",1,"2018-06-13T14:03:00",-0.945138888884685,"EXISTE (5DLHF72M042000)"]
[71,"2018-06-13T13:50:00","CCR-7/7",0.5,"230/3/60",1310,null,null,null,"QUE CALOR","OC PER1CCR77DGO",1,"2018-06-13T15:21:00",-0.93680555556056788,"5CCR7790131000"]
[72,"2018-06-13T14:12:00","CLT-15",1.5,"230/3/60",1450,null,null,"CUBREMOTOR","HUMICLIMA","OC PEDHUM164017",1,"2018-06-13T15:21:00",-0.95208333333721384,"5CLTG15C1450CM"]
[73,"2018-06-13T14:12:00","CLT-10",1,"230/3/60",2425,null,null,"CUBREMOTOR","HUMICLIMA","OC PEDHUM164017",1,"2018-06-13T15:21:00",-0.95208333333721384,"5CLTG10B2425CM"]
[74,"2018-06-13T14:28:00","CRHLT-18",0.75,"220/1/60",1075,{"$nulls":4},"OC AL-0370204",1,"2018-06-13T15:21:00",-0.96319444444816327,"5CRHLT18501075"]
[75,"2018-06-15T10:37:00","CME-280",0.5,"230/3/60",2350,null,null,"MOTOR APEX (2-MO-706US),  ARREGLO ANTICHISPA AMCA C","EXPERTOS","OC 181071",1,"2018-06-16T11:12:00",-0.97569444444525288,"5CME2809235EPX"]
[76,"2018-06-15T10:49:00","CRHLT-14",0.75,"127/1/60",1725,null,null,null,"FIRCONS","OC FC18-080",1,"2018-06-16T11:12:00",-0.98402777777664596,"5CRHLT14501725"]
[77,"2018-06-15T11:00:00","CLTG-10",0.25,"220/1/60",1550,null,null,"RECUBIRMIENTO EPOXICO","VENTILACIÓN Y REPRE","OC 2780",1,"2018-06-16T11:12:00",-0.99166666666860692,"5CLTG102155EPX"]
[78,"2018-06-15T12:27:00","CRHLT-18",0.25,"220/1/60",625,null,null,"PV,SW","WM","BA COSTERA",1,"2018-06-16T11:12:00",-5.2083333335758653E-2,"5CRHLT182626WM"]
[79,"2018-06-15T12:27:00","CRHLT-14",0.33333333333333331,"460/3/60",1375,null,null,"PV,SW","WM","BA COSTERA",1,"2018-06-16T11:12:00",-5.2083333335758653E-2,"5CRHLT14T137WM"]
[80,"2018-06-15T12:27:00","CRVLT-12",0.5,"460/3/60",1650,null,null,"PV,SW,REJ PRTO,TG","WM","BA COSTERA",1,"2018-06-16T11:12:00",-5.2083333335758653E-2,"5CRVLT129165WM"]
[81,"2018-06-15T12:27:00","CMI-630",2,"460/3/60",825,null,null,"PI,TD,PV,SW","WM","BA COSTERA",1,"2018-06-16T11:12:00",-5.2083333335758653E-2,"5CMI630D0825WM"]
[82,"2018-06-15T12:27:00","CMI-250",0.33333333333333331,"460/3/60",2125,null,null,"TD,PV,SW","WM","BA COSTERA",1,"2018-06-16T11:12:00",-5.2083333335758653E-2,"5CMI250T2125WM"]
[83,"2018-06-15T12:27:00","CMI-315",1,"460/3/60",2150,null,null,"TD,PV,SW","WM","BA COSTERA",1,"2018-06-16T11:12:00",-5.2083333335758653E-2,"5CMI315B2151WM"]
[84,"2018-06-15T12:27:00","CDAHF1-22/22",3,"460/3/60",450,null,null,"PV,SW,LV","WM","BA COSTERA",1,"2018-06-16T11:12:00",-5.2083333335758653E-2,"5CDAHF122E46WM"]
[85,"2018-06-15T12:27:00","CDAHF1-12/12",0.5,"460/3/60",775,null,null,"PV,SW,LV","WM","BA COSTERA",1,"2018-06-16T11:12:00",-5.2083333335758653E-2,"5CDAHF112977WM"]
[86,"2018-06-15T13:07:00","CMI-355",0.75,"127/1/60",1450,null,"UB","TD,PV,SW","WM","SAMS VERACRUZ",1,"2018-06-16T11:12:00",-7.9861111109494232E-2,"5CMI35551450WM"]
[87,"2018-06-15T13:07:00","CDAVF1-9/9",0.33333333333333331,"127/1/60",825,null,null,"PV,SW,LV","WM","SAMS VERACRUZ",1,"2018-06-16T11:12:00",-7.9861111109494232E-2,"5CDAVF199383WM"]
[88,"2018-06-18T10:26:00","DAL-H-45",7.5,"230/3/60",378,null,null,null,"METALMORFOSIS","OC M 64",1,"2018-06-18T22:11:00",-0.51041666666424135,"5UDLHF45G03780"]
[89,"2018-06-18T16:13:00","CDAHF1-12/12","1.5","230/3/60","1000",null,null,"SW","PERSSA","OC 8543",1,"2018-06-18T22:11:00",-0.75138888888614019,"5CDAHF112C100S"]
[90,"2018-06-18T16:13:00","CDAHF1-12/12","1.5","230/3/60","1250",null,null,"SW","PERSSA","OC 8543",1,"2018-06-18T22:11:00",-0.75138888888614019,"5CDAHF112C125S"]
[91,"2018-06-18T16:13:00","CDAHF1-12/12","1","230/3/60","1175",null,null,"SW","PERSSA","OC 8543",1,"2018-06-18T22:11:00",-0.75138888888614019,"5CDAHF112B117S"]
[92,"2018-06-18T16:13:00","CDAHF1-18/18","5","230/3/60","800",null,null,"SW","PERSSA","OC 8543",1,"2018-06-18T22:11:00",-0.75138888888614019,"5CDAHF118F800S"]
[93,"2018-06-18T16:13:00","CDAHF1-18/18","2","230/3/60","625",null,null,"SW","PERSSA","OC 8543",1,"2018-06-18T22:11:00",-0.75138888888614019,"5CDAHF118D625S"]
[94,"2018-06-18T16:13:00","CDAHF1-22/22","5","230/3/60","575",null,null,"SW","PERSSA","OC 8543",1,"2018-06-18T22:11:00",-0.75138888888614019,"5CDAHF122F575S"]
[95,"2018-06-18T16:13:00","CDAHF1-18/18","1.5","230/3/60","625",null,null,"SW","PERSSA","OC 8543",1,"2018-06-18T22:11:00",-0.75138888888614019,"5CDAHF118C625S"]
[96,"2018-06-18T16:13:00","CDAHF1-20/20","5","230/3/60","650",null,null,"SW","PERSSA","OC 8543",1,"2018-06-18T22:11:00",-0.75138888888614019,"5CDAHF120F650S"]
[97,"2018-06-18T16:13:00","CDAHF1-12/12","1/2","230/3/60","725",null,null,"SW","PERSSA","OC 8543",1,"2018-06-18T22:11:00",-0.75138888888614019,"5CDAHF1129725S"]
[98,"2018-06-18T16:13:00","CDAHF1-12/12","1/2","230/3/60","775",null,null,"SW","PERSSA","OC 8543",1,"2018-06-18T22:11:00",-0.75138888888614019,"5CDAHF1129775S"]
[99,"2018-06-18T16:13:00","CDAHF1-18/18","5","230/3/60","800",null,null,"SW","PERSSA","OC 8543",1,"2018-06-18T22:11:00",-0.75138888888614019,"REPETIDO"]
[100,"2018-06-18T16:13:00","CDAH-18/18","2","230/3/60","700",null,null,"SW","PERSSA","OC 8543",1,"2018-06-18T22:11:00",-0.75138888888614019,"5CDAH1818D700S"]
[101,"2018-06-18T16:13:00","HIT-800","1/3","230/3/60","570",null,null,"WALL COLLAR","PERSSA","OC 8543",1,"2018-06-18T22:11:00",-0.75138888888614019,"5HIT800T570WC"]
[102,"2018-06-18T16:13:00","CLT-10","1/4","230/3/60","1175",null,null,"SW,CUBREMOTOR","PERSSA","OC 8543",1,"2018-06-18T22:11:00",-0.75138888888614019,"5CLTG10801175S"]
[103,"2018-06-18T16:13:00","CLT-10","1/4","230/3/60","1150",null,null,"SW,CUBREMOTOR","PERSSA","OC 8543",1,"2018-06-18T22:11:00",-0.75138888888614019,"5CLTG10801150S"]
[104,"2018-06-18T16:13:00","CLT-10","1/2","230/3/60","1875",null,null,"SW,CUBREMOTOR","PERSSA","OC 8543",1,"2018-06-18T22:11:00",-0.75138888888614019,"5CLTG10901875S"]
[105,"2018-06-18T16:13:00","CLT-18","2","230/3/60","1375",null,null,"SW,CUBREMOTOR","PERSSA","OC 8543",1,"2018-06-18T22:11:00",-0.75138888888614019,"5CLTG18D01375S"]
[106,"2018-06-18T16:13:00","CRHLT-16","1/4","230/3/60","850",null,null,"SW","PERSSA","OC 8543",1,"2018-06-18T22:11:00",-0.75138888888614019,"5CRHLT1680850S"]
[107,"2018-06-18T16:13:00","CRHLT-16","1/2","230/3/60","1125",null,null,"SW","PERSSA","OC 8543",1,"2018-06-18T22:11:00",-0.75138888888614019,"5CRHLT1691125S"]
[108,"2018-06-18T16:13:00","CRHLT-16","1/2","230/3/60","1050",null,null,"SW","PERSSA","OC 8543",1,"2018-06-18T22:11:00",-0.75138888888614019,"5CRHLT1691050S"]
[109,"2018-06-18T16:13:00","CRHLT-12","1/3","230/3/60","1550",null,null,"SW","PERSSA","OC 8543",1,"2018-06-18T22:11:00",-0.75138888888614019,"5CRHLT12T1550S"]
[110,"2018-06-19T08:20:00","CDAHF2-30/28",5,"220/3/60",305,null,null,null,"EXPERTOS","OC 181104",1,"2018-06-19T21:50:00",-0.4375,"5CDAHF2328F305"]
[111,"2018-06-19T17:01:00","CLT-15",0.5,"220/3/60",1075,null,null,"PV,SW","WM","MB CD HIDALGO",1,"2018-06-19T21:50:00",-0.79930555555620231,"5CLTG1591075WM"]
[112,"2018-06-20T09:37:00","DAB-12/12",2,"220/1/60",1250,null,null,null,"BOREAL","OC MXRM 64",1,"2018-06-20T17:56:00",-0.65347222222044365,"5DAB1212101250"]
[113,"2018-06-20T11:01:00","CRHLT-10",0.25,"230/3/60",1500,null,null,"SW","PERSSA","OC 8543",1,"2018-06-20T17:56:00",-0.71180555555474712,"5CRHLT1081500S"]
[114,"2018-06-20T11:02:00","CRHLT-14",0.75,"230/3/60",1725,null,null,"SW","PERSSA","OC 8543",1,"2018-06-20T17:56:00",-0.71250000000145519,"5CRHLT14A1725S"]
[115,"2018-06-20T11:51:00","CRHLT-14",0.5,"127/1/60",1675,null,null,"SW","CINEPOLIS","C. VERTICE TLAXCALA",1,"2018-06-20T17:56:00",-0.74652777778101154,"5CRHLT144167CN"]
[116,"2018-06-20T11:53:00","CRHLT-16",0.75,"127/1/60",1375,null,null,"SW","CINEPOLIS","C. VERTICE TLAXCALA",1,"2018-06-20T17:56:00",-0.74791666666715173,"5CRHLT165137CN"]
[117,"2018-06-20T11:53:00","CRHLT-14",0.75,"230/3/60",1800,null,null,"SW","CINEPOLIS","C. VERTICE TLAXCALA",1,"2018-06-20T17:56:00",-0.74791666666715173,"5CRHLT14A180CN"]
[118,"2018-06-20T12:51:00","CRVHT-16",1.5,"230/3/60",1550,null,null,"PV,SW,REJ PRTO,TG","CINEPOLIS","MC. PESQUERÍA",1,"2018-06-20T17:56:00",-0.78819444444525288,"5CRVHT16C155CN"]
[119,"2018-06-21T09:20:00","CRVLT-28",3,"460/3/60",650,null,null,null,"CORESA","OC 60158",1,"2018-06-21T15:56:00",-0.72499999999854481,"5CRVLT28E06500"]
[120,"2018-06-21T10:04:00","CLT-10",0.75,"127/1/60",2200,null,null,"CUBREMOTOR","SAASA","OC 18689",1,"2018-06-21T15:56:00",-0.75555555555183673,"5CLTG1052200CM"]
[121,"2018-06-21T10:04:00","CDAV-7/7",0.5,"127/1/60",1525,null,null,"SW","SAASA","OC 18689",1,"2018-06-21T15:56:00",-0.75555555555183673,"5CDAV77415250S"]
[122,"2018-06-21T10:04:00","CLT-10",0.75,"127/1/60",2200,null,null,"CUBREMOTOR","SAASA","OC 18689",1,"2018-06-21T15:56:00",-0.75555555555183673,"REPETIDO"]
[123,"2018-06-22T12:17:00","CLT-10",0.33333333333333331,"220/1/60",1600,null,null,"CUBREMOTOR","TECNOTERMA","OC 18-502",1,"2018-06-22T17:23:00",-0.78749999999854481,"5CLTG1031601CM"]
[124,"2018-06-22T12:25:00","CLT-10",0.33333333333333331,"220/3/60",1650,null,null,"CUBREMOTOR","TECNOTERMA","OC 18-502",1,"2018-06-22T17:23:00",-0.79305555555038154,"5CLTG10T1650CM"]
[125,"2018-06-22T12:25:00","CLT-10",0.33333333333333331,"220/3/60",1675,null,null,"CUBREMOTOR","TECNOTERMA","OC 18-502",1,"2018-06-22T17:23:00",-0.79305555555038154,"5CLTG10T1675CM"]
[126,"2018-06-22T12:25:00","CLT-10",0.33333333333333331,"220/3/60",1625,null,null,"CUBREMOTOR","TECNOTERMA","OC 18-502",1,"2018-06-22T17:23:00",-0.79305555555038154,"5CLTG10T1625CM"]
[127,"2018-06-22T12:25:00","CLT-10",0.25,"220/3/60",1150,null,null,"CUBREMOTOR","TECNOTERMA","OC 18-502",1,"2018-06-22T17:23:00",-0.79305555555038154,"5CLTG1081151CM"]
[128,"2018-06-22T12:25:00","CLT-10",0.25,"220/3/60",1400,null,null,"CUBREMOTOR","TECNOTERMA","OC 18-502",1,"2018-06-22T17:23:00",-0.79305555555038154,"5CLTG1081400CM"]
[129,"2018-06-22T12:25:00","CLT-7",0.25,"220/3/60",1875,null,null,"CUBREMOTOR","TECNOTERMA","OC 18-502",1,"2018-06-22T17:23:00",{"$f":"NETWORKDAYS(B130,M130)+((M130-B130)-INT(M130-B130))-2","v":-0.79305555555038154},"5CLTG7801875CM"]
[130,"2018-06-22T12:25:00","CLT-7",0.25,"220/3/60",1950,null,null,"CUBREMOTOR","TECNOTERMA","OC 18-502",1,"2018-06-22T17:23:00",-0.79305555555038154,"5CLTG7801950CM"]
[131,"2018-06-22T15:54:00","CRVHT-24",2,"230/3/60",900,null,null,"REJ PROT","LATAM GYM","SF CENTRO SAN MIGUEL",1,"2018-06-22T17:23:00",-0.93819444443943212,"5CRVHT24D09000"]
[132,"2018-06-22T15:54:00","CRVLT-10",0.25,"127/1/60",1100,null,null,"REJ PROT","LATAM GYM","SF CENTRO SAN MIGUEL",1,"2018-06-22T17:23:00",-0.93819444443943212,"5CRVLT10201100"]
[133,"2018-06-25T09:46:00","CRWLT-14",0.25,"115/1/60",1075,null,null,null,"MULTIEQUIPOS","OC 3457",1,"2018-06-25T20:03:00",-0.57152777777810115,"5CRWLT14201075"]
[134,"2018-06-25T10:01:00","CDAHF2-7/7",0.5,"115/1/60",1376,null,null,null,"CLIMAS SA","OC 1-18262",1,"2018-06-25T20:03:00",-0.5819444444423425,"5CDAHF27741376"]
[135,"2018-06-25T11:44:00","CLT-10",0.25,"220/1/60",1550,null,null,"CUBREMOTOR","TECNOTERMA","OC 18-502",1,"2018-06-25T20:03:00",-0.65347222222044365,"5CLTG1021551CM"]
[136,"2018-06-25T11:53:00","CLT-7",0.75,"220/1/60",2530,null,null,"CUBREMOTOR","TECNOTERMA","OC 18-502","1","2018-06-25T20:03:00",-0.65972222221898846,"5CLTG7502350CM"]
[137,"2018-06-25T13:08:00","CMI-250",1,"460/3/60",1825,null,null,null,"CLIMA ARIES","OC 037",1,"2018-06-25T20:03:00",-0.71180555555474712,"5CMI250B018250"]
[138,"2018-06-25T13:43:00","CMI-355",0.75,"220/3/60",2025,null,null,"SELLO EN FLECHA, DISCO ENFRIAMIENTO, RECUBRIMIENTO ALTA TEMPERATURA","SIEL","OC 2451-210618",1,"2018-06-25T20:03:00",-0.73611111110949423,"5CMI355A2025AT"]
[139,"2018-06-26T13:38:00","CMI-800",2,"220/1/60",600,null,null,null,"TECNOTERMA","OC 1-18262",1,"2018-06-26T15:55:00",-0.90486111111385981,"EXISTE (5CMI8001060000)"]
[140,"2018-06-26T17:39:00","DALV-25",5,"460/3/60",500,null,"UB","BOMBA 220V","FARMACIA GUADALAJARA","-",1,"2018-06-27T19:52:00",9.2361111106583849E-2,"5UDLVF25F500FG"]
[141,"2018-06-27T12:26:00","CMI-450",1.5,"460/3/60",1425,null,"UB","TD,PV,SW","WM","BA GUADALUPANA",1,"2018-06-27T19:52:00",-0.69027777777955635,"5CMI450C1425WM"]
[142,"2018-06-27T13:02:00","CDAHF2-9/9",0.33333333333333331,"127/1/60",850,null,null,null,"BIOCLIMATIZACIÓN ","OC 18.033",1,"2018-06-27T19:52:00",-0.71527777778101154,"5CDAHF29930850"]
[143,"2018-06-27T13:47:00","CME-315",0.75,"230/3/60",1200,null,null,"ARREGLO ANTICHISPA AMCA C / MOTOR APEX","AIRESISTEMAS","OC 16521",1,"2018-06-27T19:52:00",-0.74652777778101154,"5CME315A120APX"]
[144,"2018-06-27T13:47:00","CME-400",0.75,"230/3/60",1400,null,null,"ARREGLO ANTICHISPA AMCA C / MOTOR APEX","AIRESISTEMAS","OC 16521",1,"2018-06-27T19:52:00",-0.74652777778101154,"5CME400A140APX"]
[145,"2018-06-27T16:41:00","CMI-560",10,"220/3/60",1650,"CCW",null,null,"EXPERTOS","OC 181106",1,"2018-06-27T19:52:00",-0.867361111115315,"5CMI560H01650I"]
[146,"2018-06-27T16:41:00","CMI-560",7.5,"220/3/60",1575,"CCW",null,null,"EXPERTOS","OC 181106",1,"2018-06-27T19:52:00",-0.867361111115315,"5CMI560G15750I"]
[147,"2018-06-27T16:41:00","CMI-560",10,"220/3/60",1650,null,null,null,"EXPERTOS","OC 181106",1,"2018-06-27T19:52:00",-0.867361111115315,"5CMI560H016500"]
[148,"2018-06-27T17:07:00","CMI-280",0.5,"127/1/60",1850,null,null,null,"REACSA","OC 14012981",1,"2018-06-27T19:52:00",-0.88541666666424135,"5CMI2804018500"]
[149,"2018-06-27T18:03:00","CRVLT-33",2,"127/1/60",650,null,null,null,"CORESA","OC 60310",1,"2018-06-27T19:52:00",-0.92430555555620231,"5CRVLT33106500"]
[150,"2018-06-28T16:49:00","CMI-250",0.33333333333333331,"220/1/60",2275,null,null,null,"BOREAL","OC MXRM 88",1,"2018-06-28T21:45:00",-0.79444444444379769,"5CMI2503022750"]
[151,"2018-06-28T17:10:00","CME-315",0.5,"230/3/60",1825,null,null,"MOTOR APEX ,  ARREGLO ANTICHISPA AMCA C","TODO COMFORT","OC 0152",1,"2018-06-28T21:45:00",-0.80902777778101154,"5CME3159182APX"]
[152,"2018-06-28T17:32:00","BIL-900",15,"230/3/60",950,null,null,null,"TYP ","OC 0437057",1,"2018-06-28T21:45:00",-0.8243055555576575,"5BIL900M095000"]
[153,"2018-06-29T10:39:00","HGT-1000",1.5,"230/3/60",700,null,null,"RECUB EPOXICO ","REYSI","OC RS-40",5,"2018-06-29T17:11:00",-0.72777777777810115,"5HGT1000HEPX"]
[154,"2018-06-29T10:39:00","MALLA HGT-1000","-","-","-",null,null,"MALLA CON RECUB EPOXICO ","REYSI","OC RS-40",5,"2018-06-29T17:11:00",-0.72777777777810115,"5MAHGT1000EPX"]
[155,"2018-06-29T11:49:00","CLT-33",7.5,"460/3/60",800,null,null,null,"TAKASAGO","OC 1800746",1,"2018-06-29T17:11:00",-0.77638888888759539,"5CLTG33G080000"]
[156,"2018-06-29T11:49:00","CLT-18",5,"460/3/60",1775,null,null,null,"TAKASAGO","OC 1800746",1,"2018-06-29T17:11:00",-0.77638888888759539,"5CLTG18F017750"]
[157,"2018-06-29T11:49:00","CLT-18",5,"460/3/60",1300,null,null,null,"TAKASAGO","OC 1800746",1,"2018-06-29T17:11:00",-0.77638888888759539,"5CLTG18F013000"]
[158,"2018-06-29T17:40:00","CMI-450",0.5,"127/1/60",1000,null,"UB","DISCO DE ENFRIAMIENTO Y SELLO EN FLECHA","HUBARD","OC ALTO POLANCO",1,"2018-07-02T15:58:00",0.92916666666860692,"5CMI45040100UB"]
[159,"2018-06-29T17:49:00","CLT-12",0.25,"127/1/60",1025,null,null,"CUBREMOTOR","HUBARD","OC ALTO POLANCO",1,"2018-07-02T15:58:00",0.92291666667006211,"5CLTG1221025CM"]
[160]
[161]
[162]
[163]
[164]
[165]
[166]
[167]
[168]
[169]
[170]
[171]
[172]
[173]
[174]
[175]
[176]
[177]
[178]
[179]
[180]
[181]
[182]
[183]
[184]
[185]
[186]
[187]
[188]
[189]
[190]
[191]
[192]
[193]
[194]
[195]
[196]
[197]
[198]
[199]
[200]
[201]
[202]
[203]
[204]
[205]
[206]
[207]
[209]
[210]
[211]
[212]
[213]
[214]
[215]
[216]
[217]
[218]
[219]
[220]
[221]
[222]
[223]
[224]
[225]
[226]
[227]
[228]
[229]
[230]
[231]
[232]
[233]
[234]
[235]
[236]
[237]
[238]
[239]
[240]
[241]
[242]
[243]
[244]
[245]
[246]
[247]
[248]
[249]
[250]
[251]
[252]
[253]
[254]
[255]
[256]
[257]
[258]
[259]
[260]
[261]
[262]
[263]
[264]
[265]
[266]
[267]
[268]
[269]
[270]
[271]
[272]
[273]
[274]
[275]
[276]
[277]
[278]
[279]
[280]
[281]
[282]
[283]
[284]
[285]
[286]
[287]
[288]
[289]
[290]
[291]
[292]
[293]
[294]
[295]
[296]
[297]
[298]
[299]
[300]
[301]
[302]
[303]
[304]
[305]
[306]
[307]
[308]
[309]
[310]
[311]
[312]
[313]
[314]
[315]
[316]
[317]
[318]
[319]
[320]
[321]
[322]
[323]
[324]
[325]
[326]
[327]
[328]
[329]
[330]
[331]
[332]
[333]
[334]
[335]
[336]
[337]
[338]
[339]
[340]
[341]
[342]
[343]
[344]
[345]
[346]
[347]
[348]
[349]
[350]
[351]
[352]
[353]
[354]
[355]
[356]
[357]
[358]
[359]
[360]
[361]
[362]
[363]
[364]
[365]
[366]
[367]
[368]
[369]
[370]
[371]
[372]
[373]
[374]
[375]
[376]
[377]
[378]
[379]
[380]
[381]
[382]
[383]
[384]
[385]
[386]
[387]
[388]
[389]
[390]
[391]
[392]
[393]
[394]
[395]
[396]
[397]
[398]
[399]
[400]
[401]
[402]
[403]
[404]

{"sheet":"JULIO","index":6,"n_rows":404,"n_cols":17,"rows_kept":404,"cut":false,"hidden":false,"merged":[]}
["ITEM",":","EQUIPO","HP","VOLTAJE","RPM","GIRO","DESCARGA","OBSERVACIONES","CLIENTE","OC CLIENTE","CANTIDADES","FECHA DE SALIDA","TIEMPO en DIAS","CODIGO","NUMERO DE PEDIDO","FECHA PLANEACIÓN"]
[1,"2018-07-02T12:15:00","CMI-710",1.5,"220/3/60",600,null,null,"PV,SW,PI,TD","WM","SAMS LAS AMERICAS",1,"2018-07-03T16:20:00",{"$f":"NETWORKDAYS(B2,M2)+((M2-B2)-INT(M2-B2))-2","v":0.17013888889050577},"5CMI710C0600WM"]
[2,"2018-07-02T12:15:00","CRVLT-28",3,"220/3/60",725,null,null,"PV,SW,REJ PROT, TG","WM","SAMS LAS AMERICAS",1,"2018-07-03T16:20:00",0.17013888889050577,"5CRVLT28E726WM"]
[3,"2018-07-02T12:15:00","CMI-500",0.75,"127/1/60",975,null,null,"PV,SW,PI,TD","WM","SAMS LAS AMERICAS",1,"2018-07-03T16:20:00",0.17013888889050577,"5CMI50050975WM"]
[4,"2018-07-02T12:15:00","CMI-1000",5,"220/3/60",500,null,null,"PV,SW,PI,TD","WM","SAMS LAS AMERICAS",1,"2018-07-03T16:20:00",0.17013888889050577,"5CMI1000F500WM"]
[5,"2018-07-02T12:15:00","CMI-900",2,"220/3/60",525,null,null,"PV,SW,PI,TD","WM","SAMS LAS AMERICAS",1,"2018-07-03T16:20:00",0.17013888889050577,"5CMI900D0525WM"]
[6,"2018-07-02T12:15:00","CLTG-10",0.33333333333333331,"127/1/60",1825,null,null,"PV,SW","WM","SAMS LAS AMERICAS",2,"2018-07-03T16:20:00",0.17013888889050577,"5CLTG1031825WM"]
[7,"2018-07-02T14:18:00","CRVLT-16",0.5,"127/1/60",1025,null,null,"PV,SW,REJ PROT, TG","WM","BA ALTAMIRA SUR",1,"2018-07-03T16:20:00",8.4722222221898846E-2,"5CRVLT164102WM"]
[8,"2018-07-02T14:18:00","CDAVF1-12/12",0.33333333333333331,"460/3/60",575,null,null,"PV,SW,LV","WM","BA ALTAMIRA SUR",1,"2018-07-03T16:20:00",8.4722222221898846E-2,"5CDAVF112T57WM"]
[9,"2018-07-02T17:56:00","CRVLT-30",3,"220/3/60",550,null,null,"PV,SW,REJ PROT, TG","WM","SP GEORGIA",1,"2018-07-03T16:20:00",0.93333333333430346,"5CRVLT30E550WM"]
[10,"2018-07-02T17:56:00","CRVLT-10",0.25,"127/1/60",1375,null,null,"PV,SW,REJ PROT, TG","WM","SP GEORGIA",1,"2018-07-03T16:20:00",0.93333333333430346,"5CRVLT102013WM"]
[11,"2018-07-02T17:56:00","CRWLT-10",0.25,"127/1/60",1375,null,null,"SW,PV","WM","SP GEORGIA",1,"2018-07-03T16:20:00",0.93333333333430346,"5CRWLT102137WM"]
[12,"2018-07-03T09:21:00","CMI-450",3,"460/3/60",1800,null,null,"PV,SW,TD","WM","SAMS CIUDAD JARDIN",1,"2018-07-03T16:20:00",-0.70902777777519077,"5CMI450E1800WM"]
[13,"2018-07-03T09:21:00","CMI-400",0.75,"127/1/60",1625,null,null,"PV,SW,TD","WM","SAMS CIUDAD JARDIN",1,"2018-07-03T16:20:00",-0.70902777777519077,"5CMI40051625WM"]
[14,"2018-07-03T11:09:00","CRWL-T-20",1,"220/3/60",1150,{"$nulls":4},"1806045",1,"2018-07-03T16:20:00",-0.78402777777955635,"5CRWLT20B01150",202776]
[15,"2018-07-04T11:13:00","CRVLT-30",2,"220/3/60",550,null,null,"PV,SW,REJ PROT,TG","WM","SP PACHUCA",1,"2018-07-05T23:34:00",0.51458333332993789,"5CRVLT30D550WM"]
[16,"2018-07-04T11:13:00","CRVLT-14",0.25,"127/1/60",1400,null,null,"PV,SW,REJ PROT,TG","WM","SP PACHUCA",1,"2018-07-05T23:34:00",0.51458333332993789,"5CRVLT142140WM"]
[17,"2018-07-04T11:13:00","CRVLT-10",0.25,"127/1/60",1400,null,null,"PV,SW,REJ PROT,TG","WM","SP PACHUCA",1,"2018-07-05T23:34:00",0.51458333332993789,"5CRVLT102140WM"]
[18,"2018-07-04T13:28:00","DA-9/9",0.25,"127/1/60",1100,{"$nulls":4},"025-29-06-2018",1,"2018-07-05T23:34:00",0.42083333332993789,"5DA99201100000",202832]
[19,"2018-07-04T13:28:00","DA-12/12",0.33333333333333331,"127/1/60",625,{"$nulls":4},"025-29-06-2018",1,"2018-07-05T23:34:00",0.42083333332993789,"5DA12123062500",202832]
[20,"2018-07-04T13:28:00","CLT-F-18","1 1/2","230/3/60","1250",null,null,"CUBREMOTOR, PTA FILTROS CON FILTRO MERV 8",null,"HOTEL AQUA",1,"2018-07-04T15:55:00",-0.89791666666860692,"5CLTG18C1250FI"]
[21,"2018-07-04T13:28:00","CMI-800","5","230/3/60","800","CCW",null,null,null,"HOTEL AQUA",1,"2018-07-04T15:55:00",-0.89791666666860692,"5CMI800F08000I"]
[22,"2018-07-04T13:28:00","CMI-900","7 1/2","230/3/60","750","CCW",null,null,null,"HOTEL AQUA",1,"2018-07-04T15:55:00",-0.89791666666860692,"5CMI900G07500I"]
[23,"2018-07-04T13:28:00","CMI-710","5","230/3/60","950","CCW",null,null,null,"HOTEL AQUA",1,"2018-07-04T15:55:00",-0.89791666666860692,"5CMI710F00950I"]
[24,"2018-07-04T13:28:00","CMI-500","1 1/2","230/3/60","1175","CCW",null,null,null,"HOTEL AQUA",1,"2018-07-04T15:55:00",-0.89791666666860692,"5CMI500C11750I"]
[25,"2018-07-04T13:28:00","CMI-710","3","230/3/60","875","CCW",null,null,null,"HOTEL AQUA",1,"2018-07-04T15:55:00",-0.89791666666860692,"5CMI710E00870I"]
[26,"2018-07-04T13:28:00","C/DAHF1-20/20","3","230/3/60","550",null,null,"PTA FILTROS FILTROS MERV 8",null,"HOTEL AQUA",1,"2018-07-04T15:55:00",-0.89791666666860692,"5CDAHF120E0550"]
[27,"2018-07-04T13:56:00","CRHLT-12",0.25,"127/1/60",1400,null,null,"PV,SW","WM","BA RAMOS ARIZPE",1,"2018-07-05T23:34:00",0.40138888888759539,"5CRHLT122140WM"]
[28,"2018-07-04T13:56:00","CMI-280",0.75,"440/3/60",2450,null,"UB","PV,SW,TD","WM","BA RAMOS ARIZPE",1,"2018-07-05T23:34:00",0.40138888888759539,"5CMI280A2450WM"]
[29,"2018-07-04T13:56:00","CMI-250",0.25,"127/1/60",1950,null,"UB","PV,SW,TD","WM","BA RAMOS ARIZPE",1,"2018-07-05T23:34:00",0.40138888888759539,"5CMI25021950WM"]
[30,"2018-07-04T13:56:00","CMI-450",0.5,"127/1/60",1000,null,"UB","PV,SW,TD","WM","BA RAMOS ARIZPE",1,"2018-07-05T23:34:00",0.40138888888759539,"5CMI45041000WM"]
[31,"2018-07-04T14:04:00","CMI-280",0.25,"127/1/60",1625,"CCW","UB","PV,SW,TD","WM","MB PRADERA DORADA",1,"2018-07-05T23:34:00",0.39583333333575865,"5CMI28021626WM"]
[32,"2018-07-04T14:31:00","CLT-F-28","5","230/3/60","950",null,null,"CUBREMOTOR, PTA FILTROS CON FILTRO MERV 8",null,"HOTEL AQUA",1,"2018-07-04T15:55:00",-0.94166666666569654,"5CLTG28F0950FI"]
[33,"2018-07-04T14:31:00","CLT-F-28","5","230/3/60","900",null,null,"CUBREMOTOR, PTA FILTROS CON FILTRO MERV 8",null,"HOTEL AQUA",1,"2018-07-04T15:55:00",-0.94166666666569654,"5CLTG28F0900FI"]
[34,"2018-07-04T14:31:00","CLT-F-22","5","230/3/60","1250",null,null,"CUBREMOTOR, PTA FILTROS CON FILTRO MERV 8",null,"HOTEL AQUA",1,"2018-07-04T15:55:00",-0.94166666666569654,"5CLTG22F1250FI"]
[35,"2018-07-04T14:31:00","CLT-F-22","5","230/3/60","1300",null,null,"CUBREMOTOR, PTA FILTROS CON FILTRO MERV 8",null,"HOTEL AQUA",1,"2018-07-04T15:55:00",-0.94166666666569654,"5CLTG22F1300FI"]
[36,"2018-07-04T16:28:00","CRHLT-14",0.33333333333333331,"127/1/60",1450,null,null,"PV,SW","CINEPOLIS","C. URBAN CENTER ",1,"2018-07-05T23:34:00",0.29583333332993789,"5CRHLT143145CN"]
[37,"2018-07-04T16:28:00","CRVLT-24",2,"230/3/60",900,null,null,"PV,SW,REJ PROT, TG","CINEPOLIS","C. URBAN CENTER ",1,"2018-07-05T23:34:00",0.29583333332993789,"5CRVLT24D900CN"]
[38,"2018-07-04T16:28:00","CRHLT-10",0.25,"127/1/60",1050,null,null,"PV,SW","CINEPOLIS","C. URBAN CENTER ",1,"2018-07-05T23:34:00",0.29583333332993789,"5CRHLT102105CN"]
[39,"2018-07-04T16:41:00","CLT-30",1.5,"460/3/60",625,null,null,"CUBREMOTOR / MOTOR USO VARIADOR DE FRECUENCIA 2-MO-150US     ","HUBARD","ALTO POLANCO",1,"2018-07-05T23:34:00",0.28680555555183673,"5CLTG30C0626CM"]
[40,"2018-07-04T16:41:00","CLT-42",7.5,"460/3/60",542,null,null,"CUBREMOTOR / MOTOR USO VARIADOR DE FRECUENCIA 2-MO-750US          ","HUBARD","ALTO POLANCO",1,"2018-07-05T23:34:00",0.28680555555183673,"5CLTG42G0543CM"]
[41,"2018-07-04T17:41:00","CDAHF1-12/12",0.75,"230/3/60",925,null,null,"PV,SW,LV","WM","SP RIO MAYO",1,"2018-07-05T23:34:00",0.24513888888759539,"5CDAHF112A92WM"]
[42,"4/7/18 17.49","CMI-1120",5,"220/3/60",475,{"$nulls":4},"4000036842",1,"2018-07-05T23:34:00",0.3,"5CMI1120F04750",202882]
[43,"2018-07-04T18:01:00","CDAVF1-12/12",0.75,"230/3/60",900,null,null,"PV,SW,LV","WM","MB TECOLUTILLA",1,"2018-07-05T23:34:00",0.23124999999708962,"5CDAVF112A09WM"]
[44,"2018-07-05T08:44:00","CMI-400",1,"220/3/60",1325,null,null,"PV,SW,TD","WM","MB PUEBLO YAQUI",1,"2018-07-06T10:30:00",7.3611111110949423E-2,"5CMI400B1325WM"]
[45,"2018-07-05T08:44:00","CMI-280",0.33333333333333331,"127/1/60",1600,null,"UB","PV,SW,TD","WM","MB PUEBLO YAQUI",1,"2018-07-06T10:30:00",7.3611111110949423E-2,"5CMI28031601WM"]
[46,"2018-07-05T09:08:00","CRHLT-10",0.33333333333333331,"127/1/60",1750,null,null,"PV,SW","WM","BA NICOLAS ROMERO",1,"2018-07-06T10:30:00",5.694444444088731E-2,"5CRHLT103175WM"]
[47,"2018-07-05T12:40:00","CRVHT-22",3,"220/3/60",1125,null,null,"PV,SW,REJ PROT, TG","WM","BA 1 MAYO",1,"2018-07-06T10:30:00",0.90972222221898846,"5CRVHT22E112WM"]
[48,"2018-07-05T12:40:00","CRVLT-16",0.75,"220/3/60",1275,null,null,"PV,SW,REJ PROT, TG","WM","BA 1 MAYO",1,"2018-07-06T10:30:00",0.90972222221898846,"5CRVLT16A012WM"]
[49,"2018-07-05T12:40:00","CRVLT-14",0.25,"220/1/60",1300,null,null,"PV,SW,REJ PROT, TG","WM","BA 1 MAYO",1,"2018-07-06T10:30:00",0.90972222221898846,"5CRVLT142013WM"]
[50,"2018-07-05T12:40:00","CRHLT-16",0.25,"220/1/60",825,null,null,"PV,SW","WM","BA 1 MAYO",1,"2018-07-06T10:30:00",0.90972222221898846,"5CRHLT162826WM"]
[51,"2018-07-05T12:40:00","CRHLT-14",0.25,"220/1/60",1250,null,null,"PV,SW","WM","BA 1 MAYO",1,"2018-07-06T10:30:00",0.90972222221898846,"5CRHLT142125WM"]
[52,"2018-07-05T12:40:00","HAIT-2-1250",2,"220/3/60",575,null,null,"SW","WM","BA 1 MAYO",13,"2018-07-06T10:30:00",0.90972222221898846,"5HAIT1250D57WM"]
[53,"2018-07-05T12:40:00","HAIB-1250",0.75,"220/3/60",400,null,null,"SW","WM","BA 1 MAYO",1,"2018-07-06T10:30:00",0.90972222221898846,"5HAIB1250A40WM"]
[54,"2018-07-05T12:40:00","HXT-6-630/H",0.75,"220/3/60",1130,null,null,"SW","WM","BA 1 MAYO",4,"2018-07-06T10:30:00",0.90972222221898846,"5HXT6-630/28WM"]
[55,"2018-07-05T12:49:00","CRVLT-16",0.75,"220/3/60",1200,null,null,"PV,SW,REJ PROT, TG","WM","SAN FCO URUAPAN",1,"2018-07-06T10:30:00",0.90347222222044365,"5CRVLT16A121WM"]
[56,"2018-07-05T12:49:00","CRVLT-14",0.25,"220/3/60",1350,null,null,"PV,SW,REJ PROT, TG","WM","SAN FCO URUAPAN",1,"2018-07-06T10:30:00",0.90347222222044365,"5CRVLT148135WM"]
[57,"2018-07-05T12:49:00","CRVLT-16",0.75,"220/3/60",1175,null,null,"PV,SW,REJ PROT, TG","WM","SAN FCO URUAPAN",1,"2018-07-06T10:30:00",0.90347222222044365,"5CRVLT16A117WM"]
[58,"2018-07-05T12:49:00","CRHLT-10",0.25,"220/3/60",1525,null,null,"PV,SW","WM","SAN FCO URUAPAN",1,"2018-07-06T10:30:00",0.90347222222044365,"5CRHLT108152WM"]
[59,"2018-07-05T12:49:00","CDAVF1-12/12",0.5,"220/3/60",700,null,null,"PV,SW,LV","WM","SAN FCO URUAPAN",1,"2018-07-06T10:30:00",0.90347222222044365,"5CDAVF112970WM"]
[60,"2018-07-05T14:55:00","CRVH-T-18",0.75,"127/1/60",1050,{"$nulls":4},"3-06-18",1,"2018-07-06T10:30:00",0.81597222221898846,"5CRVHT18501050",202888]
[61,"2018-07-05T15:47:00","CMI-315","3/4","220/3/60","1950",null,null,"SW",null,"1-18388",1,"2018-07-06T10:30:00",0.77986111111385981,"5CMI315A01950S",202934]
[62,"2018-07-05T15:47:00","CMI-280","1/2","220/3/60","2000",null,null,"SW",null,"1-18388",1,"2018-07-06T10:30:00",0.77986111111385981,"5CMI280902000S",202934]
[63,"2018-07-05T15:47:00","CMI-280","1/2","220/3/60","2025",null,null,"SW",null,"1-18388",1,"2018-07-06T10:30:00",0.77986111111385981,"5CMI280920250S",202934]
[64,"2018-07-05T15:47:00","CMI-560","7 1/2","220/3/60","1725",null,null,"SW",null,"1-18388",1,"2018-07-06T10:30:00",0.77986111111385981,"5CMI560G17250S",202934]
[65,"2018-07-05T16:58:00","CMI-280",0.5,"220/3/60",2380,{"$nulls":4},"2316",1,"2018-07-06T10:30:00",{"$f":"NETWORKDAYS(B66,M66)+((M66-B66)-INT(M66-B66))-2","v":0.7305555555576575},"5CMI2809023800",202913]
[66,"2018-07-06T16:07:00","CST-3500 APEX",5,"460/3/60",3480,null,null,"MOTOR APEX USAR CODIGO: 2-MO-065USX",null,"EX2373",1,"2018-07-07T08:30:00",-0.31736111111240461,"5CST-3500APX",202815]
[67,"2018-07-09T10:17:00","CMI-560",1,"460/3/60",875,null,"UB","DISCO DE ENFRIAMIENTO, SELLO EN FLECHA","HUBARD","ALTO POLANCO",1,"2018-07-09T14:51:00",-0.80972222222044365,"EXISTE (5CMI560B0875DI)"]
[68,"2018-07-09","DAL-H-16-2",2,"220/3/60",475,{"$nulls":4},"1679",1,"2018-07-10T13:29:00",0.56180555555329192,"5UDLHF16D04750",20312]
[69,"2018-07-09T15:45:00","WXD-1000-1HP-8P/H/A",1,"460/3/60",875,null,null,"MALLA SUCC, PERSIANA DESCARGA, SW",null,"1801147458",5,"2018-07-10T13:29:00",0.90555555555329192,"5WXD81000HMP",203022]
[70,"2018-07-09T17:13:00","CRVL-T-33","3","220/3/60","625",null,null,"TG",null,"1-42859",1,"2018-07-10T13:29:00",0.84444444443943212,"5CRVLT33E625TG",203037]
[71,"2018-07-09T17:13:00","CRHL-T-16","3/4","127/1/60","1275",{"$nulls":4},"1-42859",1,"2018-07-10T13:29:00",0.84444444443943212,"5CRHLT16501275",203037]
[72,"2018-07-09T17:13:00","CRHL-T-16","1/3","127/1/60","1000",{"$nulls":4},"1-42859",1,"2018-07-10T13:29:00",0.84444444443943212,"5CRHLT16301000",203037]
[73,"2018-07-09T18:00:00","DAL-H-25-3",3,"230/3/60",475,null,null,"SW, MALLA SUCCION, TINAS INOX",null,"1801147452",1,"2018-07-10T13:29:00",0.81180555555329192,"5UDLHF25E475TI",203023]
[74,"2018-07-10T09:06:00","HAIB-1250-3/4","3/4","220/1/60","400",null,null,"VOLTAJE 220/1/60",null,"1-18369",1,"2018-07-10T13:29:00",-0.81736111111240461,"5HAIB12505220V",202966]
[75,"2018-07-10T09:06:00","CRVH-T-18","1 1/2","127/1/60","1550",null,null,"TG, REJ PROT",null,"1-18369",1,"2018-07-10T13:29:00",-0.81736111111240461,"5CRVHT187155TG",202966]
[76,"2018-07-10T09:06:00","CRVL-T-14","1/2","127/1/60","1725",null,null,"TG, REJ PROT",null,"1-18369",1,"2018-07-10T13:29:00",-0.81736111111240461,"5CRVLT144172TG",202966]
[77,"2018-07-10T09:06:00","CRVH-T-22","3","230/3/60","1175",null,null,"TG, REJ PROT",null,"1-18369",1,"2018-07-10T13:29:00",-0.81736111111240461,"5CRVHT22E117TG",202966]
[78,"2018-07-10T09:06:00","CRHL-T-16","3/4","127/1/60","1325",{"$nulls":4},"1-18369",1,"2018-07-10T13:29:00",-0.81736111111240461,"5CRHLT16501325",202966]
[79,"2018-07-10T09:06:00","CRVL-D-18-3/4MF",0.75,"127/1/60",1075,null,null,"TG",null,"1-18371",1,"2018-07-10T13:29:00",-0.81736111111240461,"5CRVLD1810M0TG",202969]
[80,"10/718 11.18","CRVL-T-33","2","230/3/60","500",{"$nulls":4},"18000505-3",1,"2018-07-10T13:29:00",{"$error":"#VALUE!"},"5CRVLT33D05000",203038]
[81,"10/718 11.18","CRVL-T-20","1","230/3/60","1025",{"$nulls":4},"18000505-3",1,"2018-07-10T13:29:00",{"$error":"#VALUE!"},"5CRVLT20B01025",203038]
[82,"10/718 11.18","CRVL-T-10","1/4","230/3/60","1375",{"$nulls":4},"18000505-3",1,"2018-07-10T13:29:00",{"$error":"#VALUE!"},"5CRVLT10801375",203038]
[83,"10/718 11.18","CRVL-T-28","2","230/3/60","600",{"$nulls":4},"18000505-3",1,"2018-07-10T13:29:00",{"$error":"#VALUE!"},"5CRVLT28D06000",203038]
[84,"2018-07-11T08:30:00","C/DAH-25/25",10,"230/3/60",575,{"$nulls":4},"P090718-2093",1,"2018-07-12T11:38:00",0.13055555555911269,"5CDAH25H057500",203084]
[85,"2018-07-11T08:43:00","CMI-250",1.5,"460/3/60",3700,{"$nulls":4},"6274-1649054",1,"2018-07-12T11:38:00",0.12152777778101154,"5CMI250C037000",20386]
[86,"2018-07-11T09:35:00","CLT-20",0.75,"220/3/60",975,null,null,"PV,SW","WM","MB ATOTONILCO JALISCO",1,"2018-07-12T11:38:00",8.5416666668606922E-2,"5CLTG20A0975WM"]
[87,"2018-07-11T09:35:00","CMI-280",0.33333333333333331,"127/1/60",1175,null,"UB","PV,SW,TD","WM","MB ATOTONILCO JALISCO",1,"2018-07-12T11:38:00",8.5416666668606922E-2,"5CMI28031177WM"]
[88,"2018-07-11T13:29:00","CMI-1000",15,"230/3/60",825,"CCW",null,"PI TD",null,"18 018",2,"2018-07-12T14:07:00",2.6388888887595385E-2,"5CMI1000M8250I",203098]
[89,"2018-07-11T15:55:00","CME-1250",25,"460/3/60",742,null,null,"ARREGLO ANTICHISPA AMCA C, MOTOR APEX USAR (2-MO-254USX)",null,"46343",1,"2018-07-12T11:38:00",0.82152777777810115,"5CME1250P74APX",203030]
[90,"2018-07-11T17:00:00","DAL-H-9-1",1,"460/3/60",660,null,null,"LOUVER",null,"1-18398",1,"2018-07-12T11:38:00",0.77638888888759539,"5UDLHF9B0661LV",203111]
[91,"2018-07-12T11:30:00","CRHLT-22",1,"230/3/60",825,null,null,"PV,SW","CINEPOLIS","C. GUADIANA",1,"2018-07-12T11:38:00",-0.99444444444088731,"5CRHLT22B825CN"]
[92,"2018-07-12T15:29:00","CRVL-T-10","1/4","220/1/60","1100",null,null,"SW",null,"099625",1,"2018-07-13T09:19:00",0.74305555555474712,"5CRVLT1021100S",203125]
[93,"2018-07-12T15:29:00","CRVL-T-10","1/4","220/1/60","1100",null,null,"SW",null,"099625",1,null,-30925.645138888889,"REPETIDO",203125]
[94,"2018-07-12T15:29:00","CRVL-T-14","1/2","220/1/60","1550",null,null,"SW",null,"099625",1,"2018-07-13T09:19:00",0.74305555555474712,"5CRVLT1441550S",203125]
[95,"2018-07-12T15:29:00","CRVL-T-16","1/2","220/1/60","1175",null,null,"SW",null,"099625",1,"2018-07-13T09:19:00",0.74305555555474712,"5CRVLT1641170S",203125]
[96,"2018-07-12T15:29:00","CRVL-T-14","1/3","220/1/60","1500",null,null,"SW",null,"099625",1,"2018-07-13T09:19:00",0.74305555555474712,"5CRVLT1431500S",203125]
[97,"2018-07-12T15:29:00","CRVL-D-7-1/3","1/3","127/1/60","1800",null,null,"SW",null,"099625",1,"2018-07-13T09:19:00",0.74305555555474712,"5CRVLD7318000S",203125]
[98,"2018-07-12T15:29:00","CRVL-T-16","1/3","220/1/60","1025",null,null,"SW",null,"099625",1,"2018-07-13T09:19:00",0.74305555555474712,"5CRVLT1631020S",203125]
[99,"2018-07-12T15:29:00","CRVL-T-14","1/4","220/1/60","1300",null,null,"SW",null,"099625",1,"2018-07-13T09:19:00",0.74305555555474712,"5CRVLT1421300S",203125]
[100,"2018-07-12T15:29:00","CLT-7","1/4","127/1/60","1100",null,null,"CUBREMOTOR, SW",null,"099625",1,"2018-07-13T09:19:00",0.74305555555474712,"5CLTG7201101CM",203125]
[101,"2018-07-12T15:29:00","CRVL-T-12","1/4","220/1/60","625",null,null,"SW",null,"099625",1,"2018-07-13T09:19:00",0.74305555555474712,"5CRVLT1220620S",203125]
[102,"2018-07-12T15:29:00","CLT-12","1/2","220/1/60","1300",null,null,"CUBREMOTOR, SW",null,"099625",1,"2018-07-13T09:19:00",0.74305555555474712,"5CLTG1241301CM",203125]
[103,"2018-07-12T15:29:00","CLT-10","1/3","220/1/60","1500",null,null,"CUBREMOTOR, SW",null,"099625",1,"2018-07-13T09:19:00",0.74305555555474712,"5CLTG1031501CM",203125]
[104,"2018-07-12T15:29:00","CLT-10","1/3","220/1/60","1500",null,null,"CUBREMOTOR, SW",null,"099625",1,null,-30925.645138888889,"REPETIDO",203125]
[105,"2018-07-12T15:29:00","CLT-15","3/4","220/1/60","1250",null,null,"CUBREMOTOR, SW",null,"099625",1,"2018-07-13T09:19:00",0.74305555555474712,"5CLTG1551252CM",203125]
[106,"2018-07-12T15:29:00","CRVL-T-12","1/4","220/1/60","625",null,null,"SW",null,"099625",1,null,-30925.645138888889,"REPETIDO",203125]
[107,"2018-07-12T15:29:00","CRVL-D-10-1/8","1/8","115/1/60","1075",null,null,"SW",null,"099625",1,"2018-07-13T09:19:00",0.74305555555474712,"5CRVLD101M000S",203125]
[108,"2018-07-12T16:15:00","CRVH-T-22",1.5,"230/3/60",850,{"$nulls":4},"40",1,"2018-07-13T09:19:00",0.71111111110803904,"5CRVHT22C08500",203137]
[109,"2018-07-13T15:25:00","C/DAHF1-18/18",2,"127/1/60",875,{"$nulls":4},"46528",1,"2018-07-14T14:15:00",-4.8611111109494232E-2,"5CDAHF11810875",203178]
[110,"2018-07-13T16:06:00","C/DAHF2-30/28",7.5,"460/3/60",325,null,null,"SW, LOUVERS, SEGUNDA ETAPA DE FILTROS MERV7 ALMA POLIESTER","BIMBO","1801125693",1,"2018-07-14T14:15:00",-7.7083333329937886E-2,"5CDAHF2328G30S",203174]
[111,"2018-07-13T16:21:00","CME-1120",15,"460/3/60",725,null,null,"ARREGLO ANTICHISPA AMCA C, MOTOR APEX USAR (2-MO-081XU)",null,null,null,"2018-07-17T16:45:00",1.0166666666627862,"5CME1120M72APX"]
[112,"2018-07-16T16:10:00","CRVHT-18",1.5,"220/3/60",1600,null,null,"PV,SW,REJ PROT, TG","CINEPOLIS","C. LA MORALEDA",1,"2018-07-16T21:15:00",-0.78819444444525288,"5CRVHT18C160CN"]
[113,"2018-07-16T16:10:00","CRHLT-16",0.5,"127/1/60",1250,null,null,"PV,SW","CINEPOLIS","C. LA MORALEDA",1,"2018-07-16T21:15:00",-0.78819444444525288,"5CRHLT164125CN"]
[114,"2018-07-16T16:10:00","CRHLT-18",0.75,"127/1/60",1300,null,null,"PV,SW","CINEPOLIS","C. LA MORALEDA",1,"2018-07-16T21:15:00",-0.78819444444525288,"5CRHLT185130CN"]
[115,"2018-07-16T16:10:00","CRHLT-12",0.25,"127/1/60",1550,null,null,"PV,SW","CINEPOLIS","C. LA MORALEDA",1,"2018-07-16T21:15:00",-0.78819444444525288,"5CRHLT122155CN"]
[116,"2018-07-16T17:34:00","CRHLT-16",0.33333333333333331,"127/1/60",950,null,null,"PV,SW","CINEPOLIS","MC. RAMOS ARIZPE",1,"2018-07-16T21:15:00",-0.84652777777955635,"5CRHLT163950CN"]
[117,"2018-07-17T09:08:00","TGT/4-1000-6/10",10,"220/3/60",1725,null,null,"ANGULO F",null,"130718-1708",1,"2018-07-17T16:48:00",-0.68055555556202307,"EXISTE (5TGT41000610F)",203210]
[118,"2018-07-17T09:27:00","CCK-15/15",2,"220/3/60",736,{"$nulls":4},"5407",1,"2018-07-17T16:48:00",-0.69375000000582077,"EXISTE (5CCK1515F07360)",203211]
[119,"2018-07-17T11:48:00","CDAVF1-20/20",2,"460/3/60",525,null,null,"PV,SW","WM","SP BONAMPAK",1,"2018-07-17T16:48:00",-0.79166666667151731,"5CDAVF120D52WM"]
[120,"2018-07-17T16:20:00","CRHLT-16",0.5,"127/1/60",975,null,null,"PV,SW","CINEPOLIS","MC. MUZQUIZ",1,"2018-07-17T22:30:00",-0.74305555555474712,"5CRHLT164975CN"]
[121,"2018-07-17T16:21:00","CRHLT-10",0.5,"127/1/60",1700,null,null,"PV,SW","CINEPOLIS","MC. MUZQUIZ",1,"2018-07-17T22:30:00",-0.74375000000145519,"5CRHLT104170CN"]
[122,"2018-07-17T17:19:00","CMI-315",0.5,"127/1/60",1600,null,"UB","PV,SW,TD","WM","SC COLA DE BALLENA",1,"2018-07-17T22:30:00",{"$f":"NETWORKDAYS(B123,M123)+((M123-B123)-INT(M123-B123))-2","v":-0.78402777777955635},"5CMI31541601WM"]
[123,"2018-07-17T17:38:00","CMI-560",1.5,"460/3/60",975,null,"UB","PV,SW,TD","WM","SC COLA DE BALLENA",1,"2018-07-17T22:30:00",-0.79722222222335404,"5CMI560C0976WM"]
[124,"2018-07-17T17:38:00","CRHLT-18",0.25,"127/1/60",600,null,null,"PV,SW","WM","SC COLA DE BALLENA",1,"2018-07-17T22:30:00",-0.79722222222335404,"5CRHLT182600WM"]
[125,"2018-07-17T17:38:00","CRHLT-20",0.25,"127/1/60",600,null,null,"PV,SW","WM","SC COLA DE BALLENA",1,"2018-07-17T22:30:00",-0.79722222222335404,"5CRHLT202600WM"]
[126,"2018-07-17T17:38:00","CRHLT-14",0.25,"127/1/60",1025,null,null,"PV,SW","WM","SC COLA DE BALLENA",1,"2018-07-17T22:30:00",-0.79722222222335404,"5CRHLT142102WM"]
[127,"2018-07-17T17:38:00","CMI-250",0.25,"127/1/60",1950,null,null,"PV,SW,TD","WM","SC COLA DE BALLENA",1,"2018-07-17T22:30:00",-0.79722222222335404,"5CMI25021951WM"]
[128,"2018-07-17T17:38:00","CCL-15/15",1.5,"460/3/60",575,null,null,"PV,SW","WM","SC COLA DE BALLENA",1,"2018-07-17T22:30:00",-0.79722222222335404,"5CCL1515C575WM"]
[129,"2018-07-17T17:38:00","CCL-10/10",0.33333333333333331,"127/1/60",650,null,null,"PV,SW","WM","SC COLA DE BALLENA",1,"2018-07-17T22:30:00",-0.79722222222335404,"5CCL10103650WM"]
[130,"2018-07-17T17:38:00","CCL-15/15",1.5,"460/3/60",625,null,null,"PV,SW","WM","SC COLA DE BALLENA",1,"2018-07-17T22:30:00",{"$f":"NETWORKDAYS(B131,M131)+((M131-B131)-INT(M131-B131))-2","v":-0.79722222222335404},"5CCL1515C625WM"]
[131,"2018-07-17T17:38:00","CCL-10/10",0.33333333333333331,"127/1/60",700,null,null,"PV,SW","WM","SC COLA DE BALLENA",1,"2018-07-17T22:30:00",-0.79722222222335404,"5CCL10103700WM"]
[132,"2018-07-18T11:27:00","CMI-560","1/2","127/1/60","638",null,null,"PI TD",null,"A-10124-B",1,"2018-07-18T22:30:00",-0.53958333333139308,"5CMI56040638PI",203258]
[133,"2018-07-18T11:27:00","CMI-560","1/2","127/1/60","627",null,null,"PI TD",null,"A-10124-B",1,"2018-07-18T22:30:00",-0.53958333333139308,"5CMI56040627PI",203258]
[134,"2018-07-18T11:27:00","CMI-560","3/4","127/1/60","729",null,null,"PI TD",null,"A-10124-B",1,"2018-07-18T22:30:00",-0.53958333333139308,"5CMI56050729PI",203258]
[135,"2018-07-18T11:26:59.995","CMI-630",1,"230/360",681,null,null,"PI TD",null,"A-10124-B",1,"2018-07-18T22:30:00",-0.53958327546570217,"5CMI630B0681PI",203258]
[136,"2018-07-18T11:26:59.995","CMI-630",0.75,"230/360",627,null,null,"PI TD",null,"A-10124-B",1,"2018-07-18T22:30:00",-0.53958327546570217,"5CMI630A0627PI",203258]
[137,"2018-07-18T11:58:00","DA-7/7",1,"220/3/60",2000,{"$nulls":4},"2464",1,"2018-07-18T22:30:00",-0.56111111111385981,"5DA77B02000000",203092]
[138,"2018-07-18T15:03:00","CMI-400",3,"230/3/60",1925,{"$nulls":4},"JL1618NP",1,"2018-07-18T22:30:00",-0.68958333333284827,"5CMI400E019250",203301]
[139,"2018-07-18T17:54:00","CRVLT-16",0.75,"127/1/60",1225,null,null,"PV,SW,REJ PROT, TG","WM","BA PIEDRAS NEGRAS ",1,"2018-07-18T22:30:00",-0.80833333333430346,"5CRVLT165122WM"]
[140,"2018-07-18T17:54:00","CRHLT-12",0.25,"127/1/60",1200,null,null,"PV,SW,REJ PROT, TG","WM","BA PIEDRAS NEGRAS ",1,"2018-07-18T22:30:00",-0.80833333333430346,"5CRHLT122012WM"]
[141,"2018-07-20T17:58:00","DAB-10/10",2,"220/3/60",1325,{"$nulls":4},"18 012 LV",1,"2018-07-21T08:38:00",-0.38888888889050577,"5DAB1010D01325",203370]
[142,"2018-07-20T17:58:00","DAB-10/10",1,"220/3/60",1175,{"$nulls":4},"18 012 LV",1,"2018-07-21T08:38:00",-0.38888888889050577,"5DAB1010B01175",203370]
[143,"2018-07-23T10:18:00","CRVLT-18",0.75,"230/3/60",1275,null,null,"PV,SW,REJ PROT, TG","CINEPOLIS","C. PUNTO SUR",1,"2018-07-23T18:02:00",-0.67777777778246673,"5CRVLT18A127CN"]
[144,"2018-07-23T10:18:00","CRHHT-10",0.5,"127/1/60",2075,null,null,"PV,SW","CINEPOLIS","C. PUNTO SUR",1,"2018-07-23T18:02:00",-0.67777777778246673,"5CRHHT104207CN"]
[145,"2018-07-23T10:18:00","CMI-500",1.5,"230/3/60",1200,null,null,"PV,SW, MALLA EN DESC","CINEPOLIS","C. PUNTO SUR",1,"2018-07-23T18:02:00",-0.67777777778246673,"5CMI500C1200CN"]
[146,"2018-07-23T10:20:00","CRHLT-12",0.25,"127/1/60",1125,null,null,"PV,SW","CINEPOLIS","C. PUNTO SUR",1,"2018-07-23T18:02:00",-0.67916666666860692,"5CRHLT122112CN"]
[147,"2018-07-23T10:28:00","DALV-25",3,"220/3/60",520,null,null,"LV,SW","CINEPOLIS","C. LA NORIA",1,"2018-07-23T18:02:00",-0.68472222222771961,"5UDLVF25E520CN"]
[148,"2018-07-23T14:17:00","CRHLT-16",0.25,"115/1/60",925,null,null,"PV,SW","WM","MB RINCON DE ROMOS",1,"2018-07-23T18:02:00",-0.84375,"5CRHLT162926WM"]
[149,"2018-07-23T14:17:00","CRHLD-10",0.33333333333333331,"115/1/60",1625,null,null,"SW","WM","MB RINCON DE ROMOS",1,"2018-07-23T18:02:00",-0.84375,"5CRHLD102M00WM"]
[150,"2018-07-23T14:17:00","CDAVF1-12/12",0.75,"127/1/60",800,null,null,"PV,SW","WM","MB RINCON DE ROMOS",1,"2018-07-23T18:02:00",-0.84375,"5CDAVF112580WM"]
[151,"2018-07-23T14:42:00","CRVH-T-18",2,"230/3/60",1405,{"$nulls":4},"CDC835",1,"2018-07-23T18:02:00",-0.86111111111677019,"5CRVHT18D01405"]
[152,"2018-07-24T14:44:00","C/DAHF2-12/12",1.5,"230/3/60",1175,null,null,"MOTOR WEG",null,"3544",1,"2018-07-24T17:57:00",-0.86597222222189885,"5CDAHF212C1175",203437]
[153,"2018-07-25T18:02:00","CMI-400",0.75,"127/1/60",1200,{"$nulls":4},"16659",1,"2018-07-26T14:40:00",0.85972222222335404,"5CMI4005012000",203493]
[154,"2018-07-25T18:02:00","CMI-400",1,"220/3/60",1280,{"$nulls":4},"16659",1,"2018-07-26T14:40:00",0.85972222222335404,"5CMI400B012800",203493]
[155,"2018-07-25T18:02:00","CMI-450",0.75,"127/1/60",1175,{"$nulls":4},"16659",1,"2018-07-26T14:40:00",0.85972222222335404,"5CMI4505011760",203493]
[156,"2018-07-26T08:30:00","CMI-280",0.33333333333333331,"220/3/60",1775,null,null,"PV,SW,TD","WM","SC CAMPECHE",1,"2018-07-26T19:07:00",-0.55763888888759539,"5CMI280T1775WM"]
[157,"2018-07-26T08:30:00","CRVLT-20",2,"460/3/60",1300,null,null,"PV,SW,REJ PROT, TG","WM","SC CAMPECHE",1,"2018-07-26T19:07:00",-0.55763888888759539,"5CRVLT20D130WM"]
[158,"2018-07-26T08:30:00","CDAVF1-12/12",1,"460/3/60",775,null,null,"PV,SW","WM","SC CAMPECHE",1,"2018-07-26T19:07:00",-0.55763888888759539,"5CDAVF112B07WM"]
[159,"2018-07-26T08:30:00","CDAHF1-12/12",0.75,"127/1/60",550,null,null,"PV,SW","WM","SC CAMPECHE",1,"2018-07-26T19:07:00",-0.55763888888759539,"5CDAHF112555WM"]
[160,"2018-07-26T10:20:00","CRHL-T-22",1.5,"460/3/60",800,{"$nulls":4},"135-18",1,"2018-07-26T19:07:00",-0.63402777777810115,"5CRHLT22C08000",203452]
[161,"2018-07-26T10:20:00","CRHL-T-14",0.75,"460/3/60",1675,{"$nulls":4},"135-18",1,"2018-07-26T19:07:00",-0.63402777777810115,"5CRHLT14A01675",203452]
[162,"2018-07-26T10:20:00","CRHH-T-10",1,"460/3/60",2300,{"$nulls":4},"135-18",1,"2018-07-26T19:07:00",-0.63402777777810115,"5CRHHT10B02300",203452]
[163,"2018-07-26T10:20:00","CRHH-T-10",0.5,"127/1/60",1975,{"$nulls":4},"135-18",1,"2018-07-26T19:07:00",-0.63402777777810115,"5CRHHT10401975",203452]
[164,"2018-07-26T10:20:00","CRHL-T-10",0.5,"127/1/60",1750,{"$nulls":4},"135-18",1,"2018-07-26T19:07:00",-0.63402777777810115,"5CRHLT10401750",203452]
[165,"2018-07-26T10:20:00","CRHL-T-14",0.75,"460/3/60",1675,{"$nulls":4},"135-18",1,null,-30935.430555555555,"REPETIDO",203452]
[166,"2018-07-26T10:20:00","CRHL-T-14",0.33,"127/1/60",1425,{"$nulls":4},"135-18",1,"2018-07-26T19:07:00",-0.63402777777810115,"5CRHLT14301425",203452]
[167,"2018-07-26T10:20:00","C/DAVF1-20/20",3,"460/3/60",600,{"$nulls":4},"135-18",1,"2018-07-26T19:07:00",-0.63402777777810115,"5CDAVF120E0600",203452]
[168,"2018-07-26T10:20:00","C/DAVF1-20/20",3,"460/3/60",575,{"$nulls":4},"135-18",1,"2018-07-26T19:07:00",-0.63402777777810115,"5CDAVF120E0575",203452]
[169,"2018-07-26T13:08:00","TCP/4 500","1 1/2","460/3/60",1725,null,null,"460V",null,"ERLN",12,"2018-07-26T19:07:00",-0.75069444444670808,"5TCP5004NC460",203517]
[170,"2018-07-26T13:08:00","CLT-7","1/4","127/1/60",1675,{"$nulls":4},"ERLN",1,"2018-07-26T19:07:00",-0.75069444444670808,"5CLTG720167500",203517]
[171,"2018-07-26T13:08:00","CMI-500","3/4","127/1/60",925,{"$nulls":4},"ERLN",1,"2018-07-26T19:07:00",-0.75069444444670808,"5CMI5005092500",203517]
[172,"2018-07-26T13:08:00","CMI-355","1/2","460/3/60",1400,{"$nulls":4},"ERLN",2,"2018-07-26T19:07:00",-0.75069444444670808,"5CMI3559014010",203517]
[173,"2018-07-27T15:12:00","CMI-500","3/4","127/1/60","950","CCW",null,null,null,"287A",1,"2018-07-27T17:39:00",-0.89791666666133096,"5CMI500509500I",203554]
[174,"2018-07-27T15:12:00","CMI-500","3/4","127/1/60","900","CCW",null,null,null,"287A",1,"2018-07-27T17:39:00",-0.89791666666133096,"5CMI500509000I",203554]
[175,"2018-07-27T15:11:59.995","CMI-315","1/2","127/1/60","1475","CCW",null,null,null,"287A",1,"2018-07-27T17:39:00",-0.89791660879564006,"5CMI315401470I",203554]
[176,"2018-07-27T15:11:59.995","CMI-280","1/4","127/1/60","1725","CCW",null,null,null,"287A",1,"2018-07-27T17:39:00",-0.89791660879564006,"5CMI280201720I",203554]
[177,"2018-07-27T15:11:59.995","CMI-710","3","460/3/60","850","CCW",null,null,null,"287A",1,"2018-07-27T17:39:00",-0.89791660879564006,"5CMI710E08500I",203554]
[178,"2018-07-27T15:11:59.995","CMI-400","3/4","127/1/60","1300",null,null,"PI",null,"287A",1,"2018-07-27T17:39:00",-0.89791660879564006,"5CMI40051300PI",203554]
[179,"2018-07-27T15:11:59.995","CMI-500","2","220/3/60","1275",null,null,"PI",null,"287A",1,"2018-07-27T17:39:00",-0.89791660879564006,"5CMI500D1275PI",203554]
[180,"2018-07-27T15:44:00","CRHL-T-14",0.5,"127/1/60",1750,{"$nulls":4},"292",1,"2018-07-27T17:39:00",-0.92013888888322981,"5CRHLT14401750",203556]
[181,"2018-07-27T15:44:00","CRHL-T-14",0.5,"127/1/60",1400,{"$nulls":4},"292",1,"2018-07-27T17:39:00",-0.92013888888322981,"5CRHLT14401400",203556]
[182,"2018-07-27T15:52:00","CMI-250",0.33333333333333331,"230/3/60",2175,{"$nulls":4},"038",1,"2018-07-27T17:39:00",-0.9256944444423425,"5CMI250T021750",203562]
[183,"2018-07-27T16:55:00","C/DAHF2-12/12-LI",1.5,"460/3/60",995,null,null,"TRANSMISION Y P.I DE LADO IZQUIERDO VISTO DESDE DESCARGA, MOTOR WEG (2-MO-063)",null,"A-10208",1,"2018-07-27T20:59:00",-0.83055555555620231,"5CDAHF212C99LI",203572]
[184,"2018-07-27T17:00:00","CRVH-T-28",5,"230/3/60",850,{"$nulls":4},"JL1918ARIA",1,"2018-07-27T20:59:00",-0.83402777778246673,"5CRVHT28F08500"]
[185,"2018-07-27T17:00:00","CRVL-T-20",1.5,"230/3/60",1300,{"$nulls":4},"JL1918ARIA",1,"2018-07-27T20:59:00",-0.83402777778246673,"5CRVLT20C01300"]
[186,"2018-07-30T08:34:00","HXP-4-800/H",5,"460/3/60",1755,null,null,"SW","WM","SAMS SANTA FE ",7,"2018-07-31T12:10:00",0.15000000000145519,"5HXP4800H0S"]
[187,"2018-07-30T08:34:00","CMI-450",1,"460/3/60",1400,null,null,"PV,SW,TD","WM","SAMS SANTA FE ",1,"2018-07-31T12:10:00",0.15000000000145519,"5CMI450B1400WM"]
[188,"2018-07-30T08:34:00","CRHLT-12",0.25,"127/1/60",1000,null,null,"PV,SW","WM","SAMS SANTA FE ",1,"2018-07-31T12:10:00",0.15000000000145519,"5CRHLT122100WM"]
[189,"2018-07-30T08:34:00","CRHLT-12",0.25,"127/1/60",1100,null,null,"PV,SW","WM","SAMS SANTA FE ",1,"2018-07-31T12:10:00",0.15000000000145519,"5CRHLT122110WM"]
[190,"2018-07-30T08:34:00","CMI-630",5,"460/3/60",1250,null,null,"PV,SW,TD,PI","WM","SAMS SANTA FE ",1,"2018-07-31T12:10:00",0.15000000000145519,"5CMI630F1251WM"]
[191,"2018-07-30T09:28:00","CRVHT-30",5,"220/3/60",775,null,null,"PV,SW,REJ PROT, TG","WM","BA RIO HONDO ",1,"2018-07-31T12:10:00",0.11250000000291038,"5CRVHT30F775WM"]
[192,"2018-07-30T09:28:00","CRVLT-16",0.75,"127/1/60",1425,null,null,"PV,SW,REJ PROT, TG","WM","BA RIO HONDO ",1,"2018-07-31T12:10:00",0.11250000000291038,"5CRVLT165142WM"]
[193,"2018-07-30T09:28:00","CRVLT-14",0.5,"127/1/60",1625,null,null,"PV,SW,REJ PROT, TG","WM","BA RIO HONDO ",1,"2018-07-31T12:10:00",{"$f":"NETWORKDAYS(B194,M194)+((M194-B194)-INT(M194-B194))-2","v":0.11250000000291038},"5CRVLT144162WM"]
[194,"2018-07-30T09:28:00","CDAHF1-22/22",3,"220/3/60",375,null,null,"PV,SW,LV","WM","BA RIO HONDO ",1,"2018-07-31T12:10:00",0.11250000000291038,"5CDAHF122E38WM"]
[195,"2018-07-30T10:34:00","CMI-560",1.5,"460/3/60",1000,"CCW","UB","PV,SW,TD","WM","SC NONOALCO ",1,"2018-07-31T12:10:00",6.6666666665696539E-2,"5CMI560C1001WM"]
[196,"2018-07-30T10:34:00","CMI-355",0.5,"127/1/60",1675,null,"UB","PV,SW,TD","WM","SC NONOALCO ",1,"2018-07-31T12:10:00",6.6666666665696539E-2,"5CMI35541675WM"]
[197,"2018-07-30T10:34:00","CMI-355",0.33333333333333331,"127/1/60",1425,"CCW","UB","PV,SW,TD","WM","SC NONOALCO ",1,"2018-07-31T12:10:00",6.6666666665696539E-2,"5CMI35531426WM"]
[198,"2018-07-30T10:34:00","CLT-15",0.75,"460/3/60",1300,null,null,"PV,SW","WM","SC NONOALCO ",2,"2018-07-31T12:10:00",6.6666666665696539E-2,"5CLTG15A1301WM"]
[199,"2018-07-30T10:34:00","CMI-630",1,"460/3/60",725,null,"UB","PV,SW,TD","WM","SC NONOALCO ",1,"2018-07-31T12:10:00",6.6666666665696539E-2,"5CMI630B0726WM"]
[200,"2018-07-30T10:50:00","CMI-630",5,"460/3/60",1225,null,null,"PV,SW,TD,PI","WM","SAMS SAN JERONIMO ",1,"2018-07-31T12:10:00",5.5555555554747116E-2,"5CMI630F1225WM"]
[201,"2018-07-30T10:50:00","CMI-315",0.75,"127/1/60",2050,null,null,"PV,SW,TD","WM","SAMS SAN JERONIMO ",1,"2018-07-31T12:10:00",5.5555555554747116E-2,"5CMI31552050WM"]
[202,"2018-07-30T10:50:00","CRHLT-10",0.25,"127/1/60",1025,null,null,"PV,SW","WM","SAMS SAN JERONIMO ",1,"2018-07-31T12:10:00",5.5555555554747116E-2,"5CRHLT102102WM"]
[203,"2018-07-30T10:54:00","VT-746",0.33333333333333331,"220/3/60",1140,null,null,"MOTOR US, CAJA DE CONEXIONES, N° PARTE: 11710146","VO","4508670573",1,"2018-07-31T12:10:00",5.2777777775190771E-2,"5NVT746INO20VO",203203]
[204,"2018-07-30T14:30:00","C/DAH-22/22",7.5,"230/3/60",579,{"$nulls":4},"157",1,"2018-07-31T12:10:00",0.90277777778101154,"5CDAH2222G0579",203617]
[205,"2018-07-30T14:30:00","CRVH-T-30",7.5,"230/3/60",790,{"$nulls":4},"157",1,"2018-07-31T12:10:00",0.90277777778101154,"5CRVHT30G07900",203617]
[206,"2018-07-30T16:20:00","C/DAHF1-9/9",0.75,"127/1/60",1300,{"$nulls":4},"16668",1,"2018-07-31T12:10:00",0.82638888889050577,"5CDAHF19951300",203630]
[207,"2018-07-30T16:54:00","CMI-800",5,"230/3/60",675,{"$nulls":4},"P260718-2117",1,"2018-07-31T12:10:00",0.80277777777519077,"5CMI800F067500",203549]
[209,"2018-07-30T16:54:00","CMI-355",0.5,"127/1/60",1675,{"$nulls":4},"P260718-2117",1,"2018-07-31T12:10:00",0.80277777777519077,"5CMI3554016750",203549]
[210,"2018-07-30T16:54:00","CMI-280",0.5,"127/1/60",2400,{"$nulls":4},"P260718-2117",1,"2018-07-31T12:10:00",0.80277777777519077,"5CMI2804024000",203549]
[211,"2018-07-30T16:54:00","CRVT-48",7.5,"230/3/60","544",{"$nulls":4},"P260718-2116",1,"2018-07-31T12:10:00",0.80277777777519077,"5CRVT48G054400",203548]
[212,"2018-07-30T16:54:00","CRVL-T-18",0.75,"230/3/60","1300",{"$nulls":4},"P260718-2116",1,"2018-07-31T12:10:00",0.80277777777519077,"5CRVLT18A01300",203548]
[213,"2018-07-30T16:54:00","CRVL-T-16",0.33333333333333331,"127/1/60","975",{"$nulls":4},"P260718-2116",1,"2018-07-31T12:10:00",0.80277777777519077,"5CRVLT16309750",203548]
[214,"2018-07-30T16:54:00","CMI-800",5,"230/3/60","700",{"$nulls":4},"P260718-2116",1,"2018-07-31T12:10:00",0.80277777777519077,"5CMI800F070000",203548]
[215,"2018-07-30T17:10:00","CRHLT-14",0.25,"127/1/60",1100,null,null,"PV,SW","WM","MB EL ALTO ",1,"2018-07-31T12:10:00",0.79166666666424135,"5CRHLT142110WM"]
[216,"2018-07-30T17:10:00","CRHLT-18",0.25,"127/1/60",925,null,null,"PV,SW","WM","MB EL ALTO ",1,"2018-07-31T12:10:00",0.79166666666424135,"5CRHLT182925WM"]
[217,"2018-07-30T17:16:00","CMI-355",0.33333333333333331,"127/1/60",1400,null,null,"PV,SW,TD","WM","BA SANTA ANA",1,"2018-07-31T12:10:00",0.78749999999854481,"5CMI35531401WM"]
[218,"2018-07-30T17:16:00","CMI-450",0.75,"127/1/60",1150,null,null,"PV,SW,TD","WM","BA SANTA ANA",1,"2018-07-31T12:10:00",0.78749999999854481,"5CMI45051150WM"]
[219,"2018-07-30T17:16:00","CRHLT-12",0.25,"127/1/60",850,null,null,"PV,SW","WM","BA SANTA ANA",1,"2018-07-31T12:10:00",0.78749999999854481,"5CRHLT122850WM"]
[220,"2018-07-30T17:16:00","CDAVF1-12/12",0.5,"127/1/60",1050,null,null,"PV,SW,LV","WM","BA SANTA ANA",1,"2018-07-31T12:10:00",0.78749999999854481,"5CDAVF112401WM"]
[221,"2018-07-30T17:24:00","TGT/4-1000-3/5",5,"220/3/60",1725,null,null,"ANGULO A",null,"23424",1,"2018-07-31T12:10:00",0.78194444444670808,"5TGT410003005A",203635]
[222,"2018-07-30T17:35:00","CRVLT-24",1.5,"460/3/60",800,null,null,"PV,SW,REJ PROT,TG","WM","BA RIO ESPAÑITA",1,"2018-07-31T12:10:00",0.77430555555474712,"5CRVLT24C800WM"]
[223,"2018-07-30T17:35:00","CRHLT-14",0.33333333333333331,"127/1/60",1575,null,null,"PV,SW","WM","BA RIO ESPAÑITA",1,"2018-07-31T12:10:00",0.77430555555474712,"5CRHLT143157WM"]
[224,"2018-07-30T17:36:00","CDAVF1-9/9",0.5,"460/3/60",975,null,null,"PV,SW,LV","WM","BA RIO ESPAÑITA",1,"2018-07-31T12:10:00",0.773611111115315,"5CDAVF199997WM"]
[225,"2018-07-31T10:32:00","C/DAH-7/7",0.33333333333333331,"127/1/60",825,{"$nulls":4},"1426393",1,"2018-08-01T15:55:00",0.22430555555911269,"5CDAH773082500",203646]
[226,"2018-07-31T10:32:00","CRVH-T-22",2,"230/3/60",1100,{"$nulls":4},"1426387",1,"2018-08-01T15:55:00",0.22430555555911269,"5CRVHT22D01100",203644]
[227,"2018-07-31T10:32:00","DAL-V-9-3/4",0.75,"230/3/60",678,{"$nulls":4},"1426387",1,"2018-08-01T15:55:00",0.22430555555911269,"5UDLVF9A067800",203644]
[228,"2018-07-31T13:19:00","CLT-10",0.33333333333333331,"127/1/60",1600,null,null,"PV,SW","WM","MB ZACATLAN",1,"2018-08-01T15:55:00",0.10833333333721384,"5CLTG1031600WM"]
[229,"2018-07-31T13:27:00","CLT-7",0.33333333333333331,"127/1/60",1625,null,null,"CUBREMOTOR",null,"37767",1,"2018-08-01T15:55:00",0.10277777777810115,"5CLTG7301625CM",203666]
[230,"2018-07-31T15:01:00","CMI-500",2,"230/3/60",1200,null,null,"REC. EPOX, DISCO DE ENFRIAMIENTO",null,"CK3-9717Y",1,"2018-08-01T15:55:00",3.7499999998544808E-2,"5CMI500D120EPX",203672]
[231,{"$nulls":12},-2]
[232,{"$nulls":12},-2]
[233,{"$nulls":12},-2]
[234,{"$nulls":12},-2]
[235,{"$nulls":12},-2]
[236,{"$nulls":12},-2]
[237,{"$nulls":12},-2]
[238,{"$nulls":12},-2]
[239,{"$nulls":12},-2]
[240,{"$nulls":12},-2]
[241,{"$nulls":12},-2]
[242,{"$nulls":12},-2]
[243,{"$nulls":12},-2]
[244,{"$nulls":12},-2]
[245,{"$nulls":12},-2]
[246,{"$nulls":12},-2]
[247,{"$nulls":12},-2]
[248,{"$nulls":12},-2]
[249,{"$nulls":12},-2]
[250,{"$nulls":12},-2]
[251,{"$nulls":12},-2]
[252,{"$nulls":12},-2]
[253,{"$nulls":12},-2]
[254,{"$nulls":12},-2]
[255,{"$nulls":12},-2]
[256,{"$nulls":12},-2]
[257,{"$nulls":12},-2]
[258,{"$nulls":12},{"$f":"NETWORKDAYS(B258,M258)+((M258-B258)-INT(M258-B258))-2","v":-2}]
[259,{"$nulls":12},-2]
[260,{"$nulls":12},-2]
[261,{"$nulls":12},-2]
[262,{"$nulls":12},-2]
[263,{"$nulls":12},-2]
[264,{"$nulls":12},-2]
[265,{"$nulls":12},-2]
[266,{"$nulls":12},-2]
[267,{"$nulls":12},-2]
[268,{"$nulls":12},-2]
[269,{"$nulls":12},-2]
[270,{"$nulls":12},-2]
[271,{"$nulls":12},-2]
[272,{"$nulls":12},-2]
[273,{"$nulls":12},-2]
[274,{"$nulls":12},-2]
[275,{"$nulls":12},-2]
[276,{"$nulls":12},-2]
[277,{"$nulls":12},-2]
[278,{"$nulls":12},-2]
[279,{"$nulls":12},-2]
[280,{"$nulls":12},-2]
[281,{"$nulls":12},-2]
[282,{"$nulls":12},-2]
[283,{"$nulls":12},-2]
[284,{"$nulls":12},-2]
[285,{"$nulls":12},-2]
[286,{"$nulls":12},-2]
[287,{"$nulls":12},-2]
[288,{"$nulls":12},-2]
[289,{"$nulls":12},-2]
[290,{"$nulls":12},-2]
[291,{"$nulls":12},-2]
[292,{"$nulls":12},-2]
[293,{"$nulls":12},-2]
[294,{"$nulls":12},-2]
[295,{"$nulls":12},-2]
[296,{"$nulls":12},-2]
[297,{"$nulls":12},-2]
[298,{"$nulls":12},-2]
[299,{"$nulls":12},-2]
[300,{"$nulls":12},-2]
[301,{"$nulls":12},-2]
[302,{"$nulls":12},-2]
[303,{"$nulls":12},-2]
[304,{"$nulls":12},-2]
[305,{"$nulls":12},-2]
[306,{"$nulls":12},-2]
[307,{"$nulls":12},-2]
[308,{"$nulls":12},-2]
[309,{"$nulls":12},-2]
[310,{"$nulls":12},-2]
[311,{"$nulls":12},-2]
[312,{"$nulls":12},-2]
[313,{"$nulls":12},-2]
[314,{"$nulls":12},-2]
[315,{"$nulls":12},-2]
[316,{"$nulls":12},-2]
[317,{"$nulls":12},-2]
[318,{"$nulls":12},-2]
[319,{"$nulls":12},-2]
[320,{"$nulls":12},-2]
[321,{"$nulls":12},-2]
[322,{"$nulls":12},{"$f":"NETWORKDAYS(B322,M322)+((M322-B322)-INT(M322-B322))-2","v":-2}]
[323,{"$nulls":12},-2]
[324,{"$nulls":12},-2]
[325,{"$nulls":12},-2]
[326,{"$nulls":12},-2]
[327,{"$nulls":12},-2]
[328,{"$nulls":12},-2]
[329,{"$nulls":12},-2]
[330,{"$nulls":12},-2]
[331,{"$nulls":12},-2]
[332,{"$nulls":12},-2]
[333,{"$nulls":12},-2]
[334,{"$nulls":12},-2]
[335,{"$nulls":12},-2]
[336,{"$nulls":12},-2]
[337,{"$nulls":12},-2]
[338,{"$nulls":12},-2]
[339,{"$nulls":12},-2]
[340,{"$nulls":12},-2]
[341,{"$nulls":12},-2]
[342,{"$nulls":12},-2]
[343,{"$nulls":12},-2]
[344,{"$nulls":12},-2]
[345,{"$nulls":12},-2]
[346,{"$nulls":12},-2]
[347,{"$nulls":12},-2]
[348,{"$nulls":12},-2]
[349,{"$nulls":12},-2]
[350,{"$nulls":12},-2]
[351,{"$nulls":12},-2]
[352,{"$nulls":12},-2]
[353,{"$nulls":12},-2]
[354,{"$nulls":12},-2]
[355,{"$nulls":12},-2]
[356,{"$nulls":12},-2]
[357,{"$nulls":12},-2]
[358,{"$nulls":12},-2]
[359,{"$nulls":12},-2]
[360,{"$nulls":12},-2]
[361,{"$nulls":12},-2]
[362,{"$nulls":12},-2]
[363,{"$nulls":12},-2]
[364,{"$nulls":12},-2]
[365,{"$nulls":12},-2]
[366,{"$nulls":12},-2]
[367,{"$nulls":12},-2]
[368,{"$nulls":12},-2]
[369,{"$nulls":12},-2]
[370,{"$nulls":12},-2]
[371,{"$nulls":12},-2]
[372,{"$nulls":12},-2]
[373,{"$nulls":12},-2]
[374,{"$nulls":12},-2]
[375,{"$nulls":12},-2]
[376,{"$nulls":12},-2]
[377,{"$nulls":12},-2]
[378,{"$nulls":12},-2]
[379,{"$nulls":12},-2]
[380,{"$nulls":12},-2]
[381,{"$nulls":12},-2]
[382,{"$nulls":12},-2]
[383,{"$nulls":12},-2]
[384,{"$nulls":12},-2]
[385,{"$nulls":12},-2]
[386,{"$nulls":12},{"$f":"NETWORKDAYS(B386,M386)+((M386-B386)-INT(M386-B386))-2","v":-2}]
[387,{"$nulls":12},-2]
[388,{"$nulls":12},-2]
[389,{"$nulls":12},-2]
[390,{"$nulls":12},-2]
[391,{"$nulls":12},-2]
[392,{"$nulls":12},-2]
[393,{"$nulls":12},-2]
[394,{"$nulls":12},-2]
[395,{"$nulls":12},-2]
[396,{"$nulls":12},-2]
[397,{"$nulls":12},-2]
[398,{"$nulls":12},-2]
[399,{"$nulls":12},-2]
[400,{"$nulls":12},-2]
[401,{"$nulls":12},-2]
[402,{"$nulls":12},-2]
[403,{"$nulls":12},-2]
[404,{"$nulls":12},-2]

{"sheet":"AGOSTO 2018","index":7,"n_rows":404,"n_cols":17,"rows_kept":404,"cut":false,"hidden":false,"merged":[]}
["ITEM","FECHA SOLICITADA","EQUIPO","HP","VOLTAJE","RPM","GIRO","DESCARGA","OBSERVACIONES","CLIENTE","OC CLIENTE","CANTIDADES","FECHA DE SALIDA","TIEMPO en DIAS","CODIGO","NUMERO DE PEDIDO","FECHA PLANEACIÓN"]
[1,"2018-08-01T13:12:00","CMI-355",1,"220/3/60",1700,"CCW",null,"PV,SW,TD","WM","MB PURUANDIRO ",1,"2018-08-02T15:24:00",{"$f":"NETWORKDAYS(B2,M2)+((M2-B2)-INT(M2-B2))-2","v":9.1666666667151731E-2},"5CMI355B1700WM"]
[2,"2018-08-01T13:15:00","CRVLT-10",0.25,"127/1/60",1500,null,null,"PV,SW,REJ PROT, TG","WM","MB PURUANDIRO ",1,"2018-08-02T15:24:00",{"$f":"NETWORKDAYS(B3,M3)+((M3-B3)-INT(M3-B3))-2","v":8.9583333334303461E-2},"5CRVLT102150WM"]
[3,"2018-08-01T15:10:00","CLT-10",0.33333333333333331,"127/1/60",1275,null,null,"SW, CUBREMOTOR",null,"310718",2,"2018-08-02T15:24:00",{"$f":"NETWORKDAYS(B4,M4)+((M4-B4)-INT(M4-B4))-2","v":9.7222222248092294E-3},"5CLTG1031275CM",203700]
[4,"2018-08-01T15:10:00","CRWL-T-14",0.5,"127/1/60",1750,null,null,"SW, TG",null,"PTI-OC-MES01",37,"2018-08-02T15:24:00",9.7222222248092294E-3,"5CRWLT144175TG",203701]
[5,"2018-08-01T16:06:00","CMI-315",1.5,"460/3/60",2425,null,"UB","PV,SW,TD","WM","SC GUDIANA",1,"2018-08-02T15:24:00",0.97083333334012423,"5CMI315C2425WM"]
[6,"2018-08-01T16:06:00","CMI-500",3,"460/3/60",1575,null,"UB","PV,SW,TD","WM","SC GUDIANA",1,"2018-08-02T15:24:00",0.97083333334012423,"5CMI500E1575WM"]
[7,"2018-08-01T16:06:00","CRVLT-14",0.5,"127/1/60",1775,null,null,"PV,SW,REJ PROT, TG","WM","SC GUDIANA",1,"2018-08-02T15:24:00",0.97083333334012423,"5CRVLT144177WM"]
[8,"2018-08-01T16:06:00","CRVLT-12",0.33333333333333331,"127/1/60",1575,null,null,"PV,SW,REJ PROT, TG","WM","SC GUDIANA",1,"2018-08-02T15:24:00",0.97083333334012423,"5CRVLT123157WM"]
[9,"2018-08-01T16:06:00","CDAVF1-12/12",0.75,"460/3/60",875,null,null,"PV,SW,LV","WM","SC GUDIANA",1,"2018-08-02T15:24:00",0.97083333334012423,"5CDAVF112A88WM"]
[10,"2018-08-01T16:06:00","CDAVF1-12/12",0.5,"127/1/60",825,null,null,"PV,SW,LV","WM","SC GUDIANA",1,"2018-08-02T15:24:00",0.97083333334012423,"5CDAVF112483WM"]
[11,"2018-08-01","DA/B-30/28",25,"230/3/60",575,{"$nulls":4},"18Q-106",1,"2018-08-02T15:24:00",0.64166666667006211,"5DAB3028P05750",203725]
[12,"2018-08-02T09:20:00","CRHLT-14",0.75,"127/1/60",1700,null,null,"PV,SW","CINEPOLIS","C. PUNTO VALLE ATMOSFERA",1,"2018-08-02T15:24:00",-0.74722222222044365,"5CRHLT145170CN"]
[13,"2018-08-02T09:20:00","CRHLT-20",1.5,"230/3/60",1150,null,null,"PV,SW","CINEPOLIS","C. PUNTO VALLE ATMOSFERA",1,"2018-08-02T15:24:00",-0.74722222222044365,"5CRHLT20C115CN"]
[14,"2018-08-02T15:50:00","CRVL-T-12",0.5,"220/1/60",1325,{"$nulls":4},"010818",1,"2018-08-04T13:51:00",0.91736111111094942,"5CRVLT12401325",203790]
[15,"2018-08-02T17:14:00","CMI-250","1/4","230/3/60","1850",null,null,"PI, ARO FLEXIBLE",null,"901",1,"2018-08-04T13:51:00",0.85902777777664596,"5CMI25081850PI",203781]
[16,"2018-08-02T17:14:00","CMI-250","1/3","230/3/60","2050",null,null,"PI, ARO FLEXIBLE",null,"901",1,"2018-08-04T13:51:00",0.85902777777664596,"5CMI250T2050PI",203781]
[17,"2018-08-02T17:13:59.995","CMI-315","1/2","230/3/60","1725",null,null,"PI, ARO FLEXIBLE",null,"901",1,"2018-08-04T13:51:00",0.85902783564233687,"5CMI31591725PI",203781]
[18,"2018-08-02T17:13:59.995","CMI-450","1 1/2","230/3/60","1375","CCW","UB","PI, ARO FLEXIBLE",null,"901",1,"2018-08-04T13:51:00",0.85902783564233687,"5CMI450C1375UB",203781]
[19,"2018-08-02T17:13:59.995","CMI-355","1 1/2","230/3/60","1850",null,null,"PI, MALLA SUCCION",null,"901",1,"2018-08-04T13:51:00",0.85902783564233687,"5CMI355C1850PI",203781]
[20,"2018-08-02T17:13:59.995","CMI-500","3","230/3/60","1325","CCW","UB","PI, ARO FLEXIBLE",null,"901",1,"2018-08-04T13:51:00",0.85902783564233687,"5CMI500E1325PI",203781]
[21,"2018-08-02T17:13:59.995","CMI-450","1 1/2","230/3/60","1375",null,null,"PI, MALLA SUCCION",null,"901",1,"2018-08-04T13:51:00",0.85902783564233687,"5CMI450C1375PI",203781]
[22,"2018-08-02T17:13:59.995","CMI-250","1 1/2","230/3/60","3300","CCW","UB","PI, ARO FLEXIBLE",null,"901",1,"2018-08-04T13:51:00",0.85902783564233687,"5CMI250C3300PI",203781]
[23,"2018-08-02T17:13:59.995","CMI-250","3/4","230/3/60","2750",null,null,"PI, MALLA SUCCION",null,"901",1,"2018-08-04T13:51:00",0.85902783564233687,"5CMI250A2750PI",203781]
[24,"2018-08-02T17:13:59.995","CMI-280","1","230/3/60","2550","CCW","UB","PI, ARO FLEXIBLE",null,"901",1,"2018-08-04T13:51:00",0.85902783564233687,"5CMI280B2550PI",203781]
[25,"2018-08-02T17:13:59.995","CMI-280","3/4","230/3/60","2150",null,null,"PI, MALLA SUCCION",null,"901",1,"2018-08-04T13:51:00",0.85902783564233687,"5CMI280A2150PI",203781]
[26,"2018-08-02T17:13:59.995","CMI-355","1 1/2","230/3/60","1900","CCW","UB","PI, ARO FLEXIBLE",null,"901",1,"2018-08-04T13:51:00",0.85902783564233687,"5CMI355C1901PI",203781]
[27,"2018-08-02T17:13:59.995","CMI-315","1","230/3/60","2050",null,null,"PI, MALLA SUCCION",null,"901",1,"2018-08-04T13:51:00",0.85902783564233687,"5CMI315B2050PI",203781]
[28,"2018-08-02T17:13:59.995","CMI-450","3","230/3/60","1625","CCW","UB","PI, ARO FLEXIBLE",null,"901",1,"2018-08-04T13:51:00",0.85902783564233687,"5CMI450E1650PI",203781]
[29,"2018-08-02T17:13:59.995","CMI-450","1 1/2","230/3/60","1300",null,null,"PI, MALLA SUCCION",null,"901",1,"2018-08-04T13:51:00",0.85902783564233687,"5CMI450C1300PI",203781]
[30,"2018-08-02T17:13:59.995","CMI-315","1 1/2","230/3/60","2375","CCW","UB","PI, ARO FLEXIBLE",null,"901",1,"2018-08-04T13:51:00",0.85902783564233687,"5CMI315C2375PI",203781]
[31,"2018-08-02T17:13:59.995","CMI-315","3/4","230/3/60","1950",null,null,"PI, MALLA SUCCION",null,"901",1,"2018-08-04T13:51:00",0.85902783564233687,"5CMI315A1950PI",203781]
[32,"2018-08-02T17:13:59.995","CMI-250","1/4","230/3/60","1800","CCW","UB","PI, ARO FLEXIBLE",null,"901",1,"2018-08-04T13:51:00",0.85902783564233687,"5CMI25081800PI",203781]
[33,"2018-08-02T17:13:59.995","CMI-355","3/4","230/3/60","1625","CCW","UB","PI, ARO FLEXIBLE",null,"901",1,"2018-08-04T13:51:00",0.85902783564233687,"5CMI355A1650PI",203781]
[34,"2018-08-02T17:13:59.995","CMI-400","1 1/2","230/3/60","1525","CCW","UB","PI, ARO FLEXIBLE",null,"901",1,"2018-08-04T13:51:00",0.85902783564233687,"5CMI400C1525PI",203781]
[35,"2018-08-03T09:05:00","CET-2000",0.5,"230/3/60",1725,null,null,"ACOPLAMIENTO FLEXIBLE",null,"901",1,"2018-08-04T13:51:00",-0.80138888888905058,"5CET2000AC",203781]
[36,"2018-08-03","PTA FILTRO CLT-18","-","-","-","-","-","CODIGO 5 INCLUYENDO FILTRO METALICO ",null,"10219",1,"2018-08-04T13:51:00",-0.42291666667006211,"5ZPF-CLT18",203831]
[37,"2018-08-03T15:27:00","C/DAHF1-12/12",1,"230/3/60",1200,{"$nulls":4},"GONCALVES",1,"2018-08-04T13:51:00",-6.6666666672972497E-2,"5CDAHF112B1200"]
[38,"2018-08-03T15:27:00","CLT-10",0.5,"230/3/60",2075,null,null,"CUBREMOTOR",null,"GONCALVES",1,"2018-08-04T13:51:00",-6.6666666672972497E-2,"5CLTG1092075CM"]
[39,"2018-08-06T09:29:00","CRHLT-20",1,"230/3/60",1150,null,null,"PV,SW","CINEPOLIS","C. TERRAZA COAPA",1,"2018-08-06T13:11:00",-0.84583333333284827,"5CRHLT20B115CN"]
[40,"2018-08-06T09:29:00","CRHLT-12",0.33333333333333331,"127/1/60",1700,null,null,"PV,SW","CINEPOLIS","C. TERRAZA COAPA",1,"2018-08-06T13:11:00",-0.84583333333284827,"5CRHLT123170CN"]
[41,"2018-08-06T13:05:00","CCK-18/18",2,"230/3/60",525,{"$nulls":4},"9024",1,"2018-08-06T13:11:00",-0.99583333333430346,"5CCK1818D05250",203902]
[42,"2018-08-06T13:24:00","CMI-280",1,"230/3/60",2675,null,null,"PI, TD",null,"4600",1,"2018-08-07T11:40:00",0.92777777777519077,"5CMI280B2675PI",203920]
[43,"2018-08-06T13:24:00","CMI-355",1,"230/3/60",1775,"CCW",null,"PI, TD",null,"4600",1,"2018-08-07T11:40:00",0.92777777777519077,"5CMI355B1775PI",203920]
[44,"2018-08-06T14:31:00","CMI-630",3,"460/3/60",1025,null,null,"SW, MALLA DESCARGA",null,"18004331",1,"2018-08-07T11:40:00",0.88124999999854481,"5CMI630E01020S",203921]
[45,"2018-08-06T14:51:00","HAIT-800",0.33333333333333331,"460/3/60",570,null,null,"460 V",null,"5813",2,"2018-08-07T11:40:00",0.86736111110803904,"5HAIT800460V",203922]
[46,"2018-08-06T15:13:00","CLT-15",0.75,"230/3/60",1250,null,null,"MOTOR APEX: 2-MO-340PX, CUBREMOTOR",null,"4000038022",1,"2018-08-07T11:40:00",0.85208333333139308,"5CLTG15A125APX",203904]
[47,"2018-08-06T16:47:00","CLT-30","3","460/3/60","770",null,null,"CUBREMOTOR",null,"ALTO POLANCO",1,"2018-08-07T11:40:00",0.78680555555183673,"5CLTG30E0770CM"]
[48,"2018-08-06T16:47:00","CLT-30","2","460/3/60","625",null,null,"CUBREMOTOR, MOTOR VDF: 2-MO-240US",null,"ALTO POLANCO",1,"2018-08-07T11:40:00",0.78680555555183673,"5CLTG30D0626CM"]
[49,"2018-08-06T16:47:00","CMI-900","7 1/2","460/3/60","825",null,"UB",null,null,"ALTO POLANCO",1,"2018-08-07T11:40:00",0.78680555555183673,"5CMI900G0825UB"]
[50,"2018-08-06T16:47:00","CMI-630","1","460/3/60","725","CCW","UB",null,null,"ALTO POLANCO",1,"2018-08-07T11:40:00",0.78680555555183673,"5CMI630B0725UB"]
[51,"2018-08-07T13:12:00","CMI-315",1,"230/3/60",1750,{"$nulls":4},"GDLR 117",15,"2018-08-08T11:04:00",0.91111111110512866,"5CMI315B017500",203964]
[52,"2018-08-07T16:56:00","CLT-10","1/3","220/1/60","1275",null,null,"CUBREMOTOR",null,"10 07-08",1,"2018-08-08T11:04:00",0.75555555555183673,"5CLTG1031276CM",203968]
[53,"2018-08-07T16:56:00","CLT-15","1/3","220/1/60","875",null,null,"CUBREMOTOR",null,"10 07-08",1,"2018-08-08T11:04:00",0.75555555555183673,"5CLTG1530875CM",203968]
[54,"2018-08-07T16:56:00","CLT-18","1","220/1/60","1075",null,null,"CUBREMOTOR",null,"10 07-08",1,"2018-08-08T11:04:00",0.75555555555183673,"5CLTG1861075CM",203968]
[55,"2018-08-07T16:56:00","CLT-20","1 1/2","220/1/60","1050",null,null,"CUBREMOTOR",null,"10 07-08",1,"2018-08-08T11:04:00",0.75555555555183673,"5CLTG2071050CM",203968]
[56,"2018-08-07T16:56:00","CLT-20","1","220/1/60","1050",null,null,"CUBREMOTOR",null,"10 07-08",1,"2018-08-08T11:04:00",0.75555555555183673,"5CLTG2061050CM",203968]
[57,"2018-08-07T16:56:00","CLT-24","2","220/1/60","900",null,null,"CUBREMOTOR",null,"10 07-08",1,"2018-08-08T11:04:00",0.75555555555183673,"5CLTG2410900CM",203968]
[58,"2018-08-07T16:56:00","CLT-28","5","230/3/60","825",null,null,"CUBREMOTOR",null,"10 07-08",1,"2018-08-08T11:04:00",0.75555555555183673,"5CLTG28F0825CM",203968]
[59,"2018-08-07T16:56:00","CMI-560","1 1/2","220/1/60","950",{"$nulls":4},"10 07-08",1,"2018-08-08T11:04:00",0.75555555555183673,"5CMI5607095000",203968]
[60,"2018-08-07T16:56:00","CMI-710","2","220/1/60","625",{"$nulls":4},"10 07-08",1,"2018-08-08T11:04:00",0.75555555555183673,"5CMI7101062500",203968]
[61,"2018-08-07T16:56:00","CRVL-T-12","1/4","220/1/60","1025",{"$nulls":4},"10 07-08",1,"2018-08-08T11:04:00",0.75555555555183673,"5CRVLT12201025",203968]
[62,"2018-08-07T16:56:00","CRVL-T-14","1/4","220/1/60","1175",{"$nulls":4},"10 07-08",1,"2018-08-08T11:04:00",0.75555555555183673,"5CRVLT14201176",203968]
[63,"2018-08-07T16:56:00","CRVL-T-20","3/4","220/1/60","1225",{"$nulls":4},"10 07-08",1,"2018-08-08T11:04:00",0.75555555555183673,"5CRVLT20501225",203968]
[64,"2018-08-07T16:56:00","CRVL-T-24","2","220/1/60","850",{"$nulls":4},"10 07-08",1,"2018-08-08T11:04:00",0.75555555555183673,"5CRVLT24108500",203968]
[65,"2018-08-07T18:12:00","C/DAHF1-12/12","1","230/3/60","1025",null,null,"SW",null,"9041",1,"2018-08-08T11:04:00",0.70277777777664596,"5CDAHF112B010S",203960]
[66,"2018-08-07T18:12:00","C/DAHF1-12/12","1 1/2","230/3/60","1100",null,null,"SW",null,"9041",1,"2018-08-08T11:04:00",0.70277777777664596,"5CDAHF112C110S",203960]
[67,"2018-08-07T18:12:00","C/DAHF1-12/12","3/4","230/3/60","900",null,null,"SW",null,"9041",1,"2018-08-08T11:04:00",{"$f":"NETWORKDAYS(B68,M68)+((M68-B68)-INT(M68-B68))-2","v":0.70277777777664596},"5CDAHF112A900S",203960]
[68,"2018-08-07T18:12:00","CRVL-T-16","1","230/3/60","1350",null,null,"SW",null,"9041",1,"2018-08-08T11:04:00",0.70277777777664596,"5CRVLT16B1350S",203960]
[69,"2018-08-07T18:12:00","CRVL-T-18","1","230/3/60","1300",null,null,"SW",null,"9041",1,"2018-08-08T11:04:00",0.70277777777664596,"5CRVLT18B1300S",203960]
[70,"2018-08-07T18:12:00","CRVL-T-20","1 1/2","230/3/60","1225",null,null,"SW",null,"9041",1,"2018-08-08T11:04:00",0.70277777777664596,"5CRVLT20C1220S",203960]
[71,"2018-08-08T10:06:00","CLT-12","1/3","220/1/60","1175",null,null,"CUBREMOTOR",null,"10 07-08",1,"2018-08-08T13:37:00",-0.85347222221753327,"5CLTG1231176CM",203968]
[72,"2018-08-08T10:06:00","CLT-12","1/3","220/1/60","1025",null,null,"CUBREMOTOR",null,"10 07-08",1,"2018-08-08T13:37:00",-0.85347222221753327,"5CLTG1231025CM",203968]
[73,"2018-08-08T10:06:00","CLT-15","1/2","220/1/60","1000",null,null,"CUBREMOTOR",null,"10 07-08",1,"2018-08-08T13:37:00",-0.85347222221753327,"5CLTG1541000CM",203968]
[74,"2018-08-08T10:06:00","CLT-15","1/3","220/3/60","825",null,null,"CUBREMOTOR",null,"10 07-08",1,"2018-08-08T13:37:00",-0.85347222221753327,"5CLTG15T0825CM",203968]
[75,"2018-08-08T10:06:00","CLT-15","1/3","220/3/60","875",null,null,"CUBREMOTOR",null,"10 07-08",1,"2018-08-08T13:37:00",-0.85347222221753327,"5CLTG15T0875CM",203968]
[76,"2018-08-08T10:51:00","C/DAVF2-25/25",15,"230/3/60",650,{"$nulls":4},"181505",2,"2018-08-08T13:37:00",-0.88472222221753327,"5CDAVF225M0650",203993]
[77,"2018-08-08T11:53:00","CRVL-T-14","1/2","230/3/60","1650",{"$nulls":4},"181502",1,"2018-08-08T13:37:00",-0.92777777777519077,"5CRVLT14901650",203994]
[78,"2018-08-08T11:53:00","C/DAV-12/12","3/4","230/3/61","850",{"$nulls":4},"181502",1,"2018-08-08T13:37:00",-0.92777777777519077,"5CDAV1212A0850",203994]
[79,"2018-08-08T11:53:00","C/DAV-20/20","3","230/3/62","575",{"$nulls":4},"181502",1,"2018-08-08T13:37:00",-0.92777777777519077,"5CDAV2020E0575",203994]
[80,"2018-08-08T11:53:00","CRVH-T-33","5","230/3/63","675",{"$nulls":4},"181502",1,"2018-08-08T13:37:00",-0.92777777777519077,"5CRVHT33F06750",203994]
[81,"2018-08-08T11:53:00","C/DAV-22/22","5","230/3/64","525",{"$nulls":4},"181502",2,"2018-08-08T13:37:00",-0.92777777777519077,"5CDAV22F052500",203994]
[82,"2018-08-08T11:53:00","CRVH-T-33","7 1/2","230/3/65","725",{"$nulls":4},"181502",1,"2018-08-08T13:37:00",-0.92777777777519077,"5CRVHT33G07250",203994]
[83,"2018-08-08T12:57:00","CMI-280",1,"127/1/60",2650,null,"UB","PV,SW,TD","WM","SC GUDIANA",1,"2018-08-08T13:37:00",-0.97222222221898846,"5CMI28062650WM"]
[84,"2018-08-08T15:07:00","CRHL-T-20",2,"220/3/60",1275,{"$nulls":4},"8950Y",1,"2018-08-09T09:08:00",0.75069444444670808,"5CRHLT20D01275",204003]
[85,"2018-08-08T15:07:00","CRHL-T-16",0.33333333333333331,"220/3/60",875,{"$nulls":4},"8950Y",1,"2018-08-09T09:08:00",0.75069444444670808,"5CRHLT16T08750",204003]
[86,"2018-08-08T15:07:00","CCR-7/7",0.25,"220/3/60",1100,{"$nulls":4},"8950Y",1,"2018-08-09T09:08:00",0.75069444444670808,"5CCR7780110000",204003]
[87,"2018-08-09T08:22:00","DAL-H-16-3/4",0.75,"220/3/60",440,{"$nulls":4},"8950Y",1,"2018-08-10T09:41:00",5.486111110803904E-2,"5UDLHF16A04400",204003]
[88,"2018-08-09T11:11:00","I-WXD-1000-2-6P/H/A",2,"230/3/60",1165,null,null,"MALLA DESC, PTA FILTRO DOS ETAPAS: 1° FIL. METALICOS, 2° FILTROS PLISADOS ",null,"5185",3,"2018-08-10T09:41:00",0.9375,"5IWXD10002HFI",204041]
[89,"2018-08-09T14:52:00","DAL-H-72-20",20,"460/3/60",500,null,null,"SW",null,"180712",1,"2018-08-10T09:41:00",0.78402777777955635,"5DLHF72N05000S",204013]
[90,"2018-08-09T13:19:00","BIL-800",7.5,"460/3/60",575,{"$nulls":4},"181520",2,"2018-08-10T15:41:00",9.8611111112404615E-2,"5BIL800G057500",204086]
[91,"2018-08-10T18:05:00","CCK-10/10","3/4","220/1/60","1000",{"$nulls":4},"0104878",1,"2018-08-11T08:41:00",-0.39166666666278616,"5CCK1010501000",204105]
[92,"2018-08-10T18:05:00","CCK-12/12","1","220/1/60","900",{"$nulls":4},"0104878",1,"2018-08-11T08:41:00",-0.39166666666278616,"5CCK1212609000",204105]
[93,"2018-08-10T18:05:00","CCK-10/10","3/4","220/1/60","975",{"$nulls":4},"0104878",1,"2018-08-11T08:41:00",-0.39166666666278616,"5CCK1010509750",204105]
[94,"2018-08-10T18:05:00","CCK-10/10","3/4","220/1/60","1025",{"$nulls":4},"0104878",1,"2018-08-11T08:41:00",-0.39166666666278616,"5CCK1010501025",204105]
[95,"2018-08-10T18:05:00","CCK-7/7","1/2","220/1/60","1350",{"$nulls":4},"0104878",1,"2018-08-11T08:41:00",-0.39166666666278616,"5CCK7740135000",204105]
[96,"2018-08-10T18:05:00","CCK-18/18","2","220/3/60","600",{"$nulls":4},"0104878","1","2018-08-11T08:41:00",-0.39166666666278616,"5CCK1818D06000",204105]
[97,"2018-08-13T09:14:00","CMI-315","1/2","220/1/60","1675",null,null,"PI",null,"0104878",1,"2018-08-13T17:19:00",-0.66319444444525288,"5CMI3154016750",204105]
[98,"2018-08-13T09:14:00","CMI-315","1/2","220/1/60","1775",null,null,"PI",null,"0104878",1,"2018-08-13T17:19:00",-0.66319444444525288,"5CMI3154017760",204105]
[99,"2018-08-13T09:14:00","CMI-315","1/2","220/1/60","1850",null,null,"PI",null,"0104878",1,"2018-08-13T17:19:00",-0.66319444444525288,"5CMI3154018500",204105]
[100,"2018-08-13T09:14:00","CMI-500","1","220/1/60","1025",null,null,"PI",null,"0104878",1,"2018-08-13T17:19:00",-0.66319444444525288,"5CMI5006010250",204105]
[101,"2018-08-13T09:14:00","CMI-315","1/2","220/1/60","1750",null,null,"PI",null,"0104878",1,"2018-08-13T17:19:00",-0.66319444444525288,"5CMI3154017500",204105]
[102,"2018-08-13T09:14:00","CMI-315","1/2","220/1/60","1700",null,null,"PI",null,"0104878",1,"2018-08-13T17:19:00",-0.66319444444525288,"5CMI3154017010",204105]
[103,"2018-08-13T10:45:00","CCL-12/12",0.33333333333333331,"127/1/60",550,null,null,"PV,SW","WM","SC COLA DE BALLENA",1,"2018-08-13T17:19:00",-0.726388888884685,"5CCL12123550WM"]
[104,"2018-08-13T11:50:00","CMI-280",0.75,"440/3/60",2850,null,null,"REC. EPOXICO",null,"204125",1,"2018-08-13T17:19:00",-0.77152777777519077,"5CMI280A285EPX",204125]
[105,"2018-08-13T11:58:00","BDB-710",15,"440/3/60",1200,{"$nulls":4},"204126",1,"2018-08-13T17:19:00",-0.77708333333430346,"5BDBI710M01200",204126]
[106,"2018-08-13T11:58:00","CMII-500",10,"230/3/60",2175,{"$nulls":4},"204129",1,"2018-08-13T17:19:00",-0.77708333333430346,"FORMATO",204129]
[107,"2018-08-13T16:34:00","CRVHT-12",0.75,"230/3/60",1825,null,null,"PV,SW,REJ PROT,TG","WM","SP LA MARINA",1,"2018-08-13T22:19:00",-0.76041666667151731,"5CRVHT12A182WM"]
[108,"2018-08-13T16:34:00","CRVLT-20",1,"220/1/60",1125,null,null,"PV,SW,REJ PROT,TG","WM","SP LA MARINA",1,"2018-08-13T22:19:00",-0.76041666667151731,"5CRVLT206112WM"]
[109,"2018-08-13T16:34:00","CRVLT-28",1.5,"220/1/60",475,null,null,"PV,SW,REJ PROT,TG","WM","SP LA MARINA",1,"2018-08-13T22:19:00",-0.76041666667151731,"5CRVLT287475WM"]
[110,"2018-08-13T16:34:00","CRVLT-12",0.5,"220/1/60",1700,null,null,"PV,SW,REJ PROT,TG","WM","SP LA MARINA",1,"2018-08-13T22:19:00",-0.76041666667151731,"5CRVLT124171WM"]
[111,"2018-08-13T16:37:00","CDAVF1-18/18",3,"220/3/60",650,null,null,"PV,SW,LV","WM","SP LA MARINA",1,"2018-08-13T22:19:00",-0.76250000000436557,"5CDAVF118E66WM"]
[112,"2018-08-13T16:53:00","BDB-1400",60,"460/3/60",575,{"$nulls":4},"2481-090818",1,"2018-08-15T14:38:00",1.90625,"5BDBI1400T0575",204151]
[113,"2018-08-14T11:23:00","DAL-H-96-20",20,"460/3/60",355,{"$nulls":4},"181521",2,"2018-08-15T14:38:00",0.13541666666424135,"5DLHF96N035500",204089]
[114,"2018-08-14T11:44:00","CRVHT-26",2,"230/3/60",975,null,null,"PV,SW,REJ PROT","CINEPOLIS","C. GALERIAS MONCLOVA",1,"2018-08-15T14:38:00",0.12083333333430346,"5CRVHT26D975CN"]
[115,"2018-08-14T11:44:00","CRVHT-16",1.5,"230/3/60",1725,null,null,"PV,SW,REJ PROT","CINEPOLIS","C. GALERIAS MONCLOVA",2,"2018-08-15T14:38:00",0.12083333333430346,"5CRVHT16C172CN"]
[116,"2018-08-14T11:44:00","CLT-18",1.5,"230/3/60",1200,null,null,"PV,SW ","CINEPOLIS","C. GALERIAS MONCLOVA",1,"2018-08-15T14:38:00",0.12083333333430346,"5CLTG18C1200CN"]
[117,"2018-08-14T12:04:00","CRVL-T-28","5","460/3/60","700",{"$nulls":4},"14724",1,"2018-08-15T14:38:00",0.10694444444379769,"5CRVLT28F07000",204168]
[118,"2018-08-14T12:04:00","CRVL-T-16","3/4","127/1/60","1125",{"$nulls":4},"14724",1,"2018-08-15T14:38:00",0.10694444444379769,"5CRVLT16501125",204168]
[119,"2018-08-14T12:04:00","CCR-18/18","3","460/3/60","550",{"$nulls":4},"14724",1,"2018-08-15T14:38:00",0.10694444444379769,"5CCR1818E05500",204168]
[120,"2018-08-14T12:04:00","CCR-12/12","3/4","127/1/60","625",{"$nulls":4},"14724",1,"2018-08-15T14:38:00",0.10694444444379769,"5CCR1212506250",204168]
[121,"2018-08-14T12:52:00","TAT-1000/H",7.5,"460/3/60",1400,null,null,"CUBREMOTOR",null,"4000038265",1,"2018-08-15T14:38:00",7.3611111110949423E-2,"5TAT100075CM",204174]
[122,"2018-08-14T13:12:00","CMI-355",0.33333333333333331,"127/1/60",1450,null,null,"PV,TD,SW","WM","BA HUAJUAPAN",1,"2018-08-15T14:38:00",5.9722222220443655E-2,"5CMI35531450WM"]
[123,"2018-08-14T13:12:00","CRHLT-12",0.25,"127/1/60",800,null,null,"PV,SW","WM","BA HUAJUAPAN",1,"2018-08-15T14:38:00",5.9722222220443655E-2,"5CRHLT122800WM"]
[124,"2018-08-15T09:36:00","CRVLT-16",0.75,"460/3/60",1400,null,null,"PV,SW,REJ PROT, TG","WM","BA TEPOJACO",1,"2018-08-15T15:15:00",-0.76458333333721384,"5CRVLT16A140WM"]
[125,"2018-08-15T09:36:00","CRHLT-12",0.25,"460/3/60",1275,null,null,"PV,SW","WM","BA TEPOJACO",1,"2018-08-15T15:15:00",-0.76458333333721384,"5CRHLT128127WM"]
[126,"2018-08-15T09:36:00","CRHLT-12",0.25,"460/3/60",1175,null,null,"PV,SW","WM","BA TEPOJACO",1,"2018-08-15T15:15:00",-0.76458333333721384,"5CRHLT128117WM"]
[127,"2018-08-15T15:40:00","CRVL-T-18",1.5,"127/1/60",1210,{"$nulls":4},"178-18M",2,"2018-08-15T17:47:00",-0.91180555555911269,"5CRVLT18701210",204229]
[128,"2018-08-15T17:29:00","CRVL-T-20",1,"220/3/60",905,{"$nulls":4},"1520",1,"2018-08-15T17:47:00",-0.98750000000291038,"5CRVLT20B09050",204240]
[129,"2018-08-16T14:42:00","CMI-400",0.75,"220/3/60",1350,null,null,"PI",null,"18000604",1,"2018-08-16T15:47:00",-0.95486111111677019,"5CMI400A013500",204184]
[130,"2018-08-16T14:42:00","CMI-355",1,"220/3/60",1650,null,null,"PI",null,"18000604",1,"2018-08-16T15:47:00",-0.95486111111677019,"5CMI355B016500",204184]
[131,"2018-08-16T14:51:00","CMI-450",1.5,"127/1/60",1472,{"$nulls":4},"MI MIQUEL",1,"2018-08-16T15:47:00",{"$f":"NETWORKDAYS(B132,M132)+((M132-B132)-INT(M132-B132))-2","v":-0.961111111115315},"5CMI4506014720"]
[132,"2018-08-16T16:14:00","CMI-250",0.25,"127/1/60",1900,null,null,"PV,SW,PI,TD, MALLA DESC","CINEPOLIS","C. HUACHINANGO ",1,"2018-08-16T22:54:00",-0.72222222221898846,"5CMI25021900CN"]
[133,"2018-08-17T15:29:00","CLT-20","1/2","127/1/60","875",{"$nulls":4},"8282YP",1,"2018-08-18T16:58:00",-0.93819444444670808,"5CLTG204087500",204300]
[134,"2018-08-17T15:29:00","CLT-18","1 1/2","460/3/60","1375",{"$nulls":4},"8282YP",1,"2018-08-18T16:58:00",-0.93819444444670808,"5CLTG18C013750",204300]
[135,"2018-08-17T15:29:00","CLT-28","3","460/3/60","850",{"$nulls":4},"8282YP",1,"2018-08-18T16:58:00",-0.93819444444670808,"5CLTG28E085000",204300]
[136,"2018-08-17T15:29:00","CLT-10","1/2","127/1/60","2025",{"$nulls":4},"8282YP",1,"2018-08-18T16:58:00",-0.93819444444670808,"5CLTG104020250",204300]
[137,"2018-08-17T15:29:00","AGE-T-1000-3/4","3/4","460/3/60","510",null,null,"460V",null,"8282YP",1,"2018-08-18T16:58:00",-0.93819444444670808,"5AGET1000460V",204300]
[138,"2018-08-17T15:29:00","AGE-T-1000-3/4","3/4","460/3/60","510",null,null,"460V",null,"8282YP",1,"2018-08-18T16:58:00",null,"REPETIDO",204300]
[139,"2018-08-17T15:29:00","CMI-900","5","460/3/60","675",{"$nulls":4},"8282YP",1,"2018-08-18T16:58:00",-0.93819444444670808,"5CMI900F067500",204300]
[140,"2018-08-17T15:29:00","TAT-1000/H","7 1/2","460/3/60","1400",null,null,"PIE SOPORTE",null,"8282YP",1,"2018-08-18T16:58:00",-0.93819444444670808,"5TAT100075PS",204300]
[141,"2018-08-17T15:29:00","TAT-1000/L","5","460/3/60","1400",null,null,"PIE SOPORTE",null,"8282YP",1,"2018-08-18T16:58:00",-0.93819444444670808,"5TAT10005PS",204300]
[142,"2018-08-17T15:29:00","CCR-12/12","1","460/3/60",985,{"$nulls":4},"8282YP",1,"2018-08-18T16:58:00",-0.93819444444670808,"5CCR1212B09850",204300]
[143,"2018-08-17T15:29:00","CLT-15","1 1/2","460/3/60","1750",null,null,"PTA FILTROS",null,"8282YP",1,"2018-08-18T16:58:00",-0.93819444444670808,"5CLTG15C1750PF",204300]
[144,"2018-08-17T16:29:00","CRWL-T-14",0.75,"440/3/60",1650,{"$nulls":4},906132,1,"2018-08-18T16:58:00",-0.97986111111094942,"5CRWLT14A01650",204314]
[145,"2018-08-17T16:29:00","BDB-1120",40,"230/3/60",775,null,null,"RESORTES C/ AUTOCONTENIDO",null,906132,11,"2018-08-20T17:05:00",2.5000000001455192E-2,"5BDBI1120R0775",204314]
[146,"2018-08-17T17:28:00","CLT-7",0.33333333333333331,"127/1/60",1200,null,null,"PV,SW","WM","MB PUEBLO YAQUI",1,"2018-08-18T16:58:00",-2.0833333335758653E-2,"5CLTG7301200WM"]
[147,"2018-08-17T17:45:00","CRVL-T-16",0.75,"230/3/60",1400,{"$nulls":4},"1426666",1,"2018-08-18T16:58:00",-3.2638888893416151E-2,"5CRVLT16A01400",204309]
[148,"2018-08-20T12:32:00","BDB-450",7.5,"230/3/60",1975,{"$nulls":4},"2341",1,"2018-08-20T15:44:00",-0.86666666666860692,"5BDBI450G01975",204354]
[149,"2018-08-20T13:30:00","C/DAVF2-20/20",3,"230/3",650,null,null,"SW",null,"1801184831",1,"2018-08-20T15:44:00",-0.90694444444670808,"5CDAVF220E650S"]
[150,"2018-08-20T13:30:00","CRVL-T-24",1,"230/3",675,null,null,"SW",null,"1801184831",1,"2018-08-20T15:44:00",-0.90694444444670808,"5CRVLT24B6750S"]
[151,"2018-08-20T18:03:00","CRVL-T-18",2,"220/3/60",1500,{"$nulls":4},"0207517",1,"2018-08-22T15:22:00",1.8881944444437977,"5CRVLT18D01500",204378]
[152,"2018-08-21T13:13:00","BDB-450",5,"220/3/60",1775,{"$nulls":4},"881",1,"2018-08-22T15:22:00",8.9583333334303461E-2,"5BDBI450F01775",204394]
[153,"2018-08-21T13:13:00","C/DAHF2-12/12",2,"127/1/60",1025,{"$nulls":4},"2144",1,"2018-08-22T15:22:00",8.9583333334303461E-2,"5CDAHF21211025",204411]
[154,"2018-08-21T15:43:00","CLTG-7",0.5,"127/1/60",2400,null,null,"PV,SW","WM","MB PUEBLO YAQUI",1,"2018-08-21T17:37:00",-0.92083333333721384,"5CLTG7402400WM"]
[155,"2018-08-22T15:56:00","CEB-2000",0.5,"127/1/60",1740,"CCW",null,"MALLA DESCARGA","SF","CHEDRAUI TENAYUCA",1,"2018-08-22T20:41:00",-0.80208333333575865,"5CEB2000IM",204464]
[156,"2018-08-22T16:05:00","CCR-15/15",1.5,"230/3/60",600,{"$nulls":4},"030B-2018",1,"2018-08-22T20:41:00",-0.80833333333430346,"5CCR1515C06000",204409]
[157,"2018-08-22T16:05:00","CCR-18/18",1.5,"230/3/60",450,{"$nulls":4},"030B-2018",1,"2018-08-22T20:41:00",-0.80833333333430346,"5CCR1818C04500",204409]
[158,"2018-08-23T08:36:00","CDAVF1-12/12",1.5,"220/3/60",825,null,null,"PV,SW,LV","WM","MB MOTUL",1,"2018-08-23T16:53:00",-0.65486111110658385,"5CDAVF112C82WM"]
[159,"2018-08-23T08:52:00","CRHHT-10",0.5,"127/1/60",2000,null,null,"PV,SW","WM","MB ACAPONETA",1,"2018-08-23T16:53:00",-0.66597222221753327,"5CRHHT104200WM"]
[160,"2018-08-23T10:00:00","CMI-355","1 1/2","220/1/60","1825",{"$nulls":4},"30808-2",5,"2018-08-23T16:53:00",-0.71319444444088731,"5CMI3557018250",204374]
[161,"2018-08-23T10:00:00","CMI-355","1","220/1/60","1625",{"$nulls":4},"30808-2",1,"2018-08-23T16:53:00",-0.71319444444088731,"5CMI3556016250",204374]
[162,"2018-08-23T10:00:00","CMI-355","3","220/3/60","2400",{"$nulls":4},"30808-2",1,"2018-08-23T16:53:00",-0.71319444444088731,"5CMI355E024000",204374]
[163,"2018-08-23T10:00:00","CMI-355","3","220/3/60","2375",{"$nulls":4},"30808-2",1,"2018-08-23T16:53:00",-0.71319444444088731,"5CMI355E023750",204374]
[164,"2018-08-23T10:00:00","CMI-400","3","220/3/60","2075",{"$nulls":4},"30808-2",1,"2018-08-23T16:53:00",-0.71319444444088731,"5CMI400E020750",204374]
[165,"2018-08-23T11:31:00","CMI-315",2,"230/3",2875,null,null,"DI",null,"59",2,"2018-08-23T16:53:00",-0.77638888888759539,"5CMI315D2875DI",204379]
[166,"2018-08-23T11:31:00","CMI-355",3,"230/3",2700,null,null,"DI",null,"59",1,"2018-08-23T16:53:00",-0.77638888888759539,"5CMI355E2700DI",204379]
[167,"2018-08-23T11:31:00","CMI-1000",10,"460/3",800,null,null,"DI",null,"59",2,"2018-08-23T16:53:00",-0.77638888888759539,"5CMI1000H800DI",204379]
[168,"2018-08-23T15:51:00","CDAHF1-20/20",2,"220/3/60",350,null,null,"PV,SW,LV","WM","BA RIO HONDO",1,"2018-08-23T19:04:00",-0.86597222222189885,"5CDAHF120D35WM"]
[169,"2018-08-23T16:02:00","CRHLT-10",0.25,"220/3/60",1100,null,null,"PV,SW","WM","BA RIO HONDO",1,"2018-08-23T19:04:00",-0.87361111111385981,"5CRHLT108110WM"]
[170,"2018-08-23T16:02:00","CRHLT-10",0.25,"220/3/60",1375,null,null,"PV,SW","WM","BA RIO HONDO",1,"2018-08-23T19:04:00",-0.87361111111385981,"5CRHLT108137WM"]
[171,"2018-08-23T16:02:00","CRHLT-14",0.33333333333333331,"220/3/60",1375,null,null,"PV,SW","WM","BA RIO HONDO",1,"2018-08-23T19:04:00",-0.87361111111385981,"5CRHLT14T138WM"]
[172,"2018-08-23T16:02:00","CRHLT-16",0.25,"220/3/60",850,null,null,"PV,SW","WM","BA RIO HONDO",2,"2018-08-23T19:04:00",-0.87361111111385981,"5CRHLT168850WM"]
[173,"2018-08-23T16:02:00","CRHLT-20",1.5,"220/3/60",1225,null,null,"PV,SW","WM","BA RIO HONDO",1,"2018-08-23T19:04:00",-0.87361111111385981,"5CRHLT20C122WM"]
[174,"2018-08-23T16:02:00","CRVLT-10",0.25,"220/3/60",1100,null,null,"PV,SW,REJ PROT,TG","WM","BA RIO HONDO",2,"2018-08-23T19:04:00",-0.87361111111385981,"5CRVLT108110WM"]
[175,"2018-08-23T17:02:00","BIL-400",1.5,"230/3/60",1992,{"$nulls":4},"619",1,"2018-08-23T19:04:00",-0.91527777777810115,"5BIL400C019920",204529]
[176,"2018-08-23T17:42:00","CRHL-T-18",0.5,"220/3/60",1000,{"$nulls":4},"0207536",2,"2018-08-23T19:04:00",-0.94305555555911269,"5CRHLT18901000",204540]
[177,"2018-08-24T16:04:00","CRVL-T-20","3/4","220/3/60","1000",null,null,"SW","ELEMENTO VENTO","489",1,"2018-08-24T16:38:00",-0.976388888884685,"5CRVLT20A1000S"]
[178,"2018-08-24T16:04:00","CRVL-T-20","1","220/3/60","1075",null,null,"SW","ELEMENTO VENTO","489",1,"2018-08-24T16:38:00",-0.976388888884685,"5CRVLT20B1070S"]
[179,"2018-08-24T16:04:00","CRVL-T-12","1/4","220/3/60","1175",null,null,"SW","ELEMENTO VENTO","489",2,"2018-08-24T16:38:00",-0.976388888884685,"5CRVLT1281070S"]
[180,"2018-08-24T16:04:00","CRVL-T-12","1/4","220/3/60","1100",null,null,"SW","ELEMENTO VENTO","489",6,"2018-08-24T16:38:00",-0.976388888884685,"5CRVLT1281100S"]
[181,"2018-08-24T18:06:00","CLT-12",1.5,"230/3/60",1825,{"$nulls":4},"204567",1,"2018-08-24T21:17:00",-0.86736111110803904,"5CLTG12C018250","204567"]
[182,"2018-08-24T18:06:00","BIL-500",5,"230/3/60",1625,{"$nulls":4},"204569",1,"2018-08-24T21:17:00",-0.86736111110803904,"5BIL500F016250","204569"]
[183,"2018-08-24T18:06:00","CLT-10",1,"230/3/60",2325,{"$nulls":4},"204570",1,"2018-08-24T21:17:00",-0.86736111110803904,"5CLTG10B023250","204570"]
[184,"2018-08-24T18:06:00","BIL-450",3,"230/3/60",1850,{"$nulls":4},204571,null,"2018-08-24T21:17:00",-0.86736111110803904,"5BIL450E018500",204571]
[185,"2018-08-24T18:06:00","CLT-12","1 1/2","230/3/60",1850,{"$nulls":4},204572,null,"2018-08-24T21:17:00",-0.86736111110803904,"5CLTG12C018500",204572]
[186,"2018-08-24T18:06:00","BIL-500",3,"230/3/60",1600,{"$nulls":4},204572,null,"2018-08-24T21:17:00",-0.86736111110803904,"5BIL500E016000",204572]
[187,"2018-08-24T18:06:00","CLT-12",1,"230/3/60",1650,{"$nulls":4},204572,null,"2018-08-24T21:17:00",-0.86736111110803904,"5CLTG12B016500",204572]
[188,"2018-08-24T18:06:00","CLT-12","1 1/2","230/3/60",1825,{"$nulls":4},204572,null,"2018-08-24T21:17:00",-0.86736111110803904,"REPETIDO",204572]
[189,"2018-08-24T18:06:00","BIL-500",5,"230/3/60",1650,{"$nulls":4},"204573",null,"2018-08-24T21:17:00",-0.86736111110803904,"5BIL500F016500","204573"]
[190,"2018-08-24T18:06:00","CLT-12",1.5,"230/3/60",1825,{"$nulls":4},"204573",null,"2018-08-24T21:17:00",-0.86736111110803904,"REPETIDO","204573"]
[191,"2018-08-24T18:06:00","BIL-355",3,"230/3/60",2450,{"$nulls":4},"204573",null,"2018-08-24T21:17:00",-0.86736111110803904,"5BIL355E024500","204573"]
[192,"2018-08-24T18:06:00","CLT-12",1,"230/3/60",1725,{"$nulls":4},"204573",null,"2018-08-24T21:17:00",-0.86736111110803904,"5CLTG12B017250","204573"]
[193,"2018-08-24T18:06:00","CMI-355",3,"230/3/60",2325,{"$nulls":4},"204575",null,"2018-08-24T21:17:00",-0.86736111110803904,"5CMI355E023250","204575"]
[194,"2018-08-24T18:06:00","CLT-12",1,"230/3/60",1625,{"$nulls":4},"204575",null,"2018-08-24T21:17:00",-0.86736111110803904,"5CLTG12B016250","204575"]
[195,"2018-08-24T18:06:00","CRVH-T-12",1,"230/3/60",2080,{"$nulls":4},"204576",null,"2018-08-24T21:17:00",{"$f":"NETWORKDAYS(B196,M196)+((M196-B196)-INT(M196-B196))-2","v":-0.86736111110803904},"5CRVHT12B02080","204576"]
[196,"2018-08-24T18:06:00","CRVH-T-22",2,"220/3/60",950,{"$nulls":4},"220818",null,"2018-08-24T21:17:00",-0.86736111110803904,"5CRVHT22D09500",204563]
[197,"2018-08-27T08:23:00","CCK-10/10","1","220/3/60",1000,{"$nulls":4},"204579",null,"2018-08-27T15:02:00",-0.7229166666729725,"5CCK1010B01000",204579]
[198,"2018-08-27T08:23:00","CCK-10/10","3/4","220/3/60",875,{"$nulls":4},"204579",null,"2018-08-27T15:02:00",-0.7229166666729725,"5CCK1010A08750",204579]
[199,"2018-08-27T08:23:00","CCK-10/10","3/4","220/3/60",950,{"$nulls":4},"204579",null,"2018-08-27T15:02:00",-0.7229166666729725,"5CCK1010A09500",204579]
[200,"2018-08-27T08:23:00","CCK-10/10","1 1/2","220/3/60",1030,{"$nulls":4},"204579",null,"2018-08-27T15:02:00",-0.7229166666729725,"5CCK1010C01030",204579]
[201,"2018-08-27T08:23:00","CCK-12/12",1,"220/3/60",800,{"$nulls":4},"204580",null,"2018-08-27T15:02:00",-0.7229166666729725,"5CCK1212B08000","204580"]
[202,"2018-08-27T08:23:00","CCK-12/12",1.5,"220/3/60",860,{"$nulls":4},"204582",null,"2018-08-27T15:02:00",-0.7229166666729725,"5CCK1212C08600",204582]
[203,"2018-08-27T08:23:00","CCK-12/12",0.75,"220/3/60",675,{"$nulls":4},"204583",null,"2018-08-27T15:02:00",-0.7229166666729725,"5CCK1212A06750",204583]
[204,"2018-08-27T08:23:00","CCK-12/12",1,"220/3/60",750,{"$nulls":4},"204583",null,"2018-08-27T15:02:00",-0.7229166666729725,"5CCK1212B07500",204583]
[205,"2018-08-27T10:25:00","CRVLT-30",5,"460/3/60",700,null,null,"PV,SW,REJ PROT, TG","WM","MB CHICOLOAPAN",1,"2018-08-27T15:02:00",-0.80763888889487134,"5CRVLT30F700WM"]
[206,"2018-08-27T10:25:00","CRHLT-14",0.25,"127/1/60",1425,null,null,"PV,SW","WM","MB CHICOLOAPAN",1,"2018-08-27T15:02:00",-0.80763888889487134,"5CRHLT142142WM"]
[207,"2018-08-27T12:10:00","CMI-450",0.5,"220/3/60",1100,null,"UB","PV,SW,TD,PI","WM","SP MICHOACAN",1,"2018-08-27T15:02:00",-0.88055555555911269,"5CMI45091101WM"]
[{"$f":"A208+1","v":208},"2018-08-27T12:10:00","CMI-355",0.5,"127/1/60",1525,"CCW","TH","PV,SW,TD,PI","WM","SP MICHOACAN",1,"2018-08-27T15:02:00",-0.88055555555911269,"5CMI35541525WM"]
[{"$f":"A209+1","v":209},"2018-08-27T15:12:00","CRVH-T-33",10,"230/3/60",825,{"$nulls":4},"1651",1,"2018-08-28T07:51:00",0.69374999999854481,"5CRVHT33H08250",204615]
[210,"2018-08-27T15:16:00","BIL-800",15,"460/3/60",1186,{"$nulls":4},"0439498",2,"2018-08-28T07:51:00",0.69097222221898846,"5BIL800M011860",204620]
[211,"2018-08-27T15:46:00","DAT-10/10",7.5,"440/3/60",1300,{"$nulls":4},"GDLM 854",2,"2018-08-28T11:35:00",0.82569444444379769,"5DAT1010G01300",204338]
[212,"2018-08-27T15:46:00","DAT-12/12",10,"440/3/60",1300,{"$nulls":4},"GDLM 854",2,"2018-08-28T11:35:00",0.82569444444379769,"5DAT1212H01300",204338]
[213,"2018-08-28T12:52:00","CMI-250",0.5,"127/1/60",2050,{"$nulls":4},"4546",1,"2018-08-29T15:57:00",0.12847222221898846,"5CMI2504020500",204684]
[214,"2018-08-28T12:52:00","CMI-250",0.75,"460/3/60",3250,{"$nulls":4},"4546",1,"2018-08-29T15:57:00",0.12847222221898846,"5CMI250A032500",204684]
[215,"2018-08-28T12:52:00","CME-355",1,"230/3/60",1600,null,null,"MOTOR ATEX, ARREGLO ANTICHISPA AMCA C",null,"4546",1,"2018-08-29T15:57:00",0.12847222221898846,"5CME355B160ATX",204684]
[216,"2018-08-28T12:52:00","CMI-280",0.75,"127/1/60",2825,{"$nulls":4},"4546",1,"2018-08-29T15:57:00",0.12847222221898846,"5CMI2805028250",204684]
[217,"2018-08-28T12:52:00","CMI-250",0.75,"230/3/60",3275,{"$nulls":4},"4546",1,"2018-08-29T15:57:00",0.12847222221898846,"5CMI250A032750",204684]
[218,"2018-08-28T12:52:00","CMI-355",1.5,"230/3/60",2250,{"$nulls":4},"4546",1,"2018-08-29T15:57:00",0.12847222221898846,"5CMI355C022500",204684]
[219,"2018-08-28T12:52:00","CMI-280",1.5,"230/3/60",2900,{"$nulls":4},"4546",1,"2018-08-29T15:57:00",0.12847222221898846,"5CMI280C029000",204684]
[220,"2018-08-28T16:15:00","CRHL-T-20",1,"460/3/60",1175,{"$nulls":4},"4500312032",1,"2018-08-29T15:57:00",0.98749999999563443,"5CRHLT20B01175",204705]
[221,"2018-08-28T16:15:00","CMI-250",0.5,"127/1/60",2775,{"$nulls":4},"4500312032",1,"2018-08-29T15:57:00",0.98749999999563443,"5CMI2504027750",204705]
[222,"2018-08-28T16:15:00","CMI-250",0.5,"127/1/60",2800,{"$nulls":4},"4500312032",1,"2018-08-29T15:57:00",0.98749999999563443,"5CMI2504028000",204705]
[223,"2018-08-28T16:15:00","CRHL-T-20",1,"460/3/60",1150,{"$nulls":4},"4500312032",1,"2018-08-29T15:57:00",0.98749999999563443,"5CRHLT20B01150",204705]
[224,"2018-08-28T16:15:00","C/DAVF2-18/18",2,"460/3/60",875,null,null,"2° ETAPA FILTROS MERV 8",null,"4500312032",1,"2018-08-29T15:57:00",0.98749999999563443,"5CDAVF218D0875",204705]
[225,"2018-08-28T16:15:00","C/DAVF2-12/12",1.5,"460/3/60",1300,null,null,"2° ETAPA FILTROS MERV 8",null,"4500312032",1,"2018-08-29T15:57:00",0.98749999999563443,"5CDAVF212C1300",204705]
[226,"2018-08-28T16:15:00","C/DAVF2-22/22",7.5,"460/3/60",775,null,null,"2° ETAPA FILTROS MERV 8",null,"4500312032",1,"2018-08-29T15:57:00",0.98749999999563443,"5CDAVF222G0775",204705]
[227,"2018-08-28T17:50:00","C/DAHF2-22/22","10","230/3/60","725",{"$nulls":4},"0216_18",1,"2018-08-29T15:57:00",0.92152777777664596,"5CDAHF222H0725",204562]
[228,"2018-08-28T17:50:00","C/DAHF2-20/20","7 1/2","230/3/60","775",{"$nulls":4},"0216_18",1,"2018-08-29T15:57:00",0.92152777777664596,"5CDAHF220G0775",204562]
[229,"2018-08-28T17:50:00","C/DAHF1-18/18","2","230/3/60","750",null,null,"FILTRO MERV 14",null,"0216_18",1,"2018-08-29T15:57:00",0.92152777777664596,"5CDAHF118D0751",204562]
[230,"2018-08-28T17:50:00","C/DAH-7/7","1/3","230/3/60","1450",{"$nulls":4},"0216_18",1,"2018-08-29T15:57:00",0.92152777777664596,"5CDAH77T014500",204562]
[231,"2018-08-29T13:21:00","CRVLT-16",0.5,"220/3/60",1325,null,null,"PV,SW,REJ PROT, TG","WM","MB PUERTO ESCONDIDO ",1,"2018-08-30T10:34:00",0.88402777777810115,"5CRVLT169132WM"]
[232,"2018-08-29T13:22:00","CLDG-7",0.125,"127/1/60",1200,null,null,"SW","WM","MB PUERTO ESCONDIDO ",1,"2018-08-30T10:34:00",0.88333333333866904,"5CLDG718120WM"]
[233,"2018-08-29T14:36:00","CLT-10",0.5,"127/1/60",1250,null,null,"CUBREMOTOR",null,"782",1,"2018-08-30T10:34:00",0.83194444444961846,"5CLTG1041250CM",204800]
[234,"2018-08-29T17:55:00","WXT-1250-3-S",3,"220/3/60",610,{"$nulls":4},"81809G1",7,"2018-08-30T10:34:00",0.69374999999854481,"5WXT12503S",204795]
[235,"2018-08-30T11:02:00","HGT-800-3/4",0.75,"230/3/60",700,null,null,"ARREGLO B: WALL COLLAR, PERSIANA DE INYECCION, MALLA DESC, VENTILADOR FLUJO A",null,"4637",20,"2018-08-31T11:20:00",1.2499999997089617E-2,"FORMATO",204774]
[236,"2018-08-30T11:02:00","I-HGT-800-3/4",0.75,"460/3/60",700,null,null,"ARREGLO A: WALL COLLAR, PERSIANA DE DESCARGA, MALLA EN SUCC, VENTILADOR FLUJO B",null,"4637",18,"2018-08-31T11:20:00",1.2499999997089617E-2,"FORMATO",204774]
[237,"2018-08-30T11:23:00","CLT-12",0.33333333333333331,"220/3/60",1125,null,null,"PV,SW","WM","MB TONALA",1,"2018-08-31T11:20:00",0.99791666665987577,"5CLTG12T1125WM"]
[238,"2018-08-30T11:23:00","CLT-7",0.5,"220/3/60",2375,null,null,"PV,SW","WM","MB TONALA",1,"2018-08-31T11:20:00",0.99791666665987577,"5CLTG7902375WM"]
[239,"2018-08-30T11:23:00","CLT-18",0.75,"220/3/60",925,null,null,"PV,SW","WM","MB TONALA / MB COMALAPA",2,"2018-08-31T11:20:00",0.99791666665987577,"5CLTG18A925WM "]
[240,"2018-08-30T11:39:00","CLT-12",0.33333333333333331,"220/3/60",1150,null,null,"PV,SW","WM","MB COMALAPA",1,"2018-08-31T11:20:00",0.98680555554892635,"5CLTG12T1150WM"]
[241,"2018-08-30T11:39:00","CLT-7",0.5,"220/3/60",2425,null,null,"PV,SW","WM","MB COMALAPA",1,"2018-08-31T11:20:00",0.98680555554892635,"5CLTG7902425WM"]
[242,"2018-08-30T18:06:00","CRHL-T-14","1/3","127/1/60","1550",{"$nulls":4},"40000038902",1,"2018-08-31T11:20:00",0.71805555555329192,"5CRHLT14301550",204865]
[243,"2018-08-30T18:06:00","CMI-355","3/4","230/3/60","1575","CCW",null,null,null,"40000038902",1,"2018-08-31T11:20:00",0.71805555555329192,"5CMI355A15750I",204865]
[244,"2018-08-30T18:06:00","CMI-630","5","230/3/60","1175","CCW",null,null,null,"40000038902",1,"2018-08-31T11:20:00",0.71805555555329192,"5CMI630F11750I",204865]
[245,"2018-08-30T18:06:00","CLT-F-15","1","230/3/60","1525",null,null,"CUBREMOTOR, PTA FILTROS, FILTROS METALICOS",null,"40000038902",1,"2018-08-31T11:20:00",0.71805555555329192,"5CLTG15B1525FI",204865]
[246,"2018-08-30T18:06:00","CLT-F-18","1","230/3/60","1200",null,null,"CUBREMOTOR, PTA FILTROS, FILTROS METALICOS",null,"40000038902",1,"2018-08-31T11:20:00",0.71805555555329192,"5CLTG18B1200FI",204865]
[247,"2018-08-30T18:06:00","CMI-630","5","230/3/60","1125","CCW",null,null,null,"40000038902",1,"2018-08-31T11:20:00",0.71805555555329192,"5CMI630F11250I",204865]
[248,"2018-08-30T18:06:00","WXD-1000-2-6P/H/A ATEX",2,"460/3/60",1165,null,null,"MOTOR APEX: 2-MO-064XUS, MALLA SUCCION",null,"1053",1,"2018-08-31T11:20:00",0.71805555555329192,"5WXD10002APEX",204761]
[249,"2018-08-30T18:06:00","HXA6-1000/H",2,"460/3/60",1165,null,null,"WALL COLLAR",null,"1053",1,"2018-08-31T11:20:00",0.71805555555329192,"5HXA61000H2WC",204761]
[250,"2018-08-31T09:20:00","CMI-710",2,"220/3/60",775,{"$nulls":4},"181620",1,"2018-08-31T14:24:00",-0.78888888889196096,"5CMI710D077500",204846]
[251,"2018-08-31T16:53:00","CLT-10",0.33333333333333331,"220/3/60",1300,null,null,"PV,SW","WM","MB CENTRAL SUR",1,"2018-09-03T09:44:00",0.70208333332993789,"5CLTG10T1300WM"]
[252,"2018-08-31T16:53:00","CLT-18",0.5,"220/3/60",925,null,null,"PV,SW","WM","MB CENTRAL SUR",2,"2018-09-03T09:44:00",0.70208333332993789,"5CLTG1890925WM"]
[253,"2018-08-13T17:37:00","CLT-22",3,"220/3/60",1125,null,null,"CUBRE MOTOR, MALLA EN ASPIRACIÓN ","APL",null,1,"2018-09-03T09:44:00",14.671527777776646,"5CLTG22E1125CM"]
[254,{"$nulls":12},-2]
[255,{"$nulls":12},-2]
[256,{"$nulls":12},-2]
[257,{"$nulls":12},-2]
[258,{"$nulls":12},-2]
[259,{"$nulls":12},{"$f":"NETWORKDAYS(B260,M260)+((M260-B260)-INT(M260-B260))-2","v":-2}]
[260,{"$nulls":12},-2]
[261,{"$nulls":12},-2]
[262,{"$nulls":12},-2]
[263,{"$nulls":12},-2]
[264,{"$nulls":12},-2]
[265,{"$nulls":12},-2]
[266,{"$nulls":12},-2]
[267,{"$nulls":12},-2]
[268,{"$nulls":12},-2]
[269,{"$nulls":12},-2]
[270,{"$nulls":12},-2]
[271,{"$nulls":12},-2]
[272,{"$nulls":12},-2]
[{"$f":"A273+1","v":273}]
[274]
[275]
[276]
[277]
[278]
[279]
[280]
[281]
[282]
[283]
[284]
[285]
[286]
[287]
[288]
[289]
[290]
[291]
[292]
[293]
[294]
[295]
[296]
[297]
[298]
[299]
[300]
[301]
[302]
[303]
[304]
[305]
[306]
[307]
[308]
[309]
[310]
[311]
[312]
[313]
[314]
[315]
[316]
[317]
[318]
[319]
[320]
[321]
[322]
[323]
[324]
[325]
[326,{"$nulls":12},{"$f":"NETWORKDAYS(B323,M327)+((M327-B323)-INT(M327-B323))-2","v":-2}]
[327,{"$nulls":12},-2]
[328,{"$nulls":12},-2]
[329,{"$nulls":12},-2]
[330,{"$nulls":12},-2]
[331,{"$nulls":12},-2]
[332,{"$nulls":12},-2]
[333,{"$nulls":12},-2]
[334,{"$nulls":12},-2]
[335,{"$nulls":12},-2]
[336,{"$nulls":12},-2]
[{"$f":"A337+1","v":337},{"$nulls":12},-2]
[338,{"$nulls":12},-2]
[339,{"$nulls":12},-2]
[340,{"$nulls":12},-2]
[341,{"$nulls":12},-2]
[342,{"$nulls":12},-2]
[343,{"$nulls":12},-2]
[344,{"$nulls":12},-2]
[345,{"$nulls":12},-2]
[346,{"$nulls":12},-2]
[347,{"$nulls":12},-2]
[348,{"$nulls":12},-2]
[349,{"$nulls":12},-2]
[350,{"$nulls":12},-2]
[351,{"$nulls":12},-2]
[352,{"$nulls":12},-2]
[353,{"$nulls":12},-2]
[354,{"$nulls":12},-2]
[355,{"$nulls":12},-2]
[356,{"$nulls":12},-2]
[357,{"$nulls":12},-2]
[358,{"$nulls":12},{"$f":"NETWORKDAYS(B355,M359)+((M359-B355)-INT(M359-B355))-2","v":-2}]
[359,{"$nulls":12},-2]
[360,{"$nulls":12},-2]
[361,{"$nulls":12},-2]
[362,{"$nulls":12},-2]
[363,{"$nulls":12},-2]
[364,{"$nulls":12},-2]
[365,{"$nulls":12},-2]
[366,{"$nulls":12},-2]
[367,{"$nulls":12},-2]
[368,{"$nulls":12},-2]
[369,{"$nulls":12},-2]
[370,{"$nulls":12},-2]
[371,{"$nulls":12},-2]
[372,{"$nulls":12},-2]
[373,{"$nulls":12},-2]
[374,{"$nulls":12},-2]
[375,{"$nulls":12},-2]
[376,{"$nulls":12},-2]
[377,{"$nulls":12},-2]
[378,{"$nulls":12},-2]
[379,{"$nulls":12},-2]
[380,{"$nulls":12},-2]
[381,{"$nulls":12},-2]
[382,{"$nulls":12},-2]
[383,{"$nulls":12},-2]
[384,{"$nulls":12},-2]
[385,{"$nulls":12},-2]
[386,{"$nulls":12},-2]
[387,{"$nulls":12},-2]
[388,{"$nulls":12},-2]
[389,{"$nulls":12},-2]
[390,{"$nulls":12},{"$f":"NETWORKDAYS(B387,M391)+((M391-B387)-INT(M391-B387))-2","v":-2}]
[391,{"$nulls":12},-2]
[392,{"$nulls":12},-2]
[393,{"$nulls":12},-2]
[394,{"$nulls":12},-2]
[395,{"$nulls":12},-2]
[396,{"$nulls":12},-2]
[397,{"$nulls":12},-2]
[398,{"$nulls":12},-2]
[399,{"$nulls":12},-2]
[400,{"$nulls":12},-2]
[{"$f":"A401+1","v":401},{"$nulls":12},-2]
[402,{"$nulls":12},-2]
[403]

{"sheet":"SEPTIEMBRE 2018","index":8,"n_rows":404,"n_cols":17,"rows_kept":404,"cut":false,"hidden":false,"merged":[]}
["ITEM","FECHA SOLICITADA","EQUIPO","HP","VOLTAJE","RPM","GIRO","DESCARGA","OBSERVACIONES","CLIENTE","OC CLIENTE","CANTIDADES","FECHA DE SALIDA","TIEMPO en DIAS","CODIGO","NUMERO DE PEDIDO","FECHA PLANEACIÓN"]
[1,"2018-09-03T09:58:00","I-WXD-1000-2-6P/H/A",2,"230/3/60",1140,null,null,"PTA FILTRO DOS ETAPAS: 1° FIL. METALICOS, 2° FILTROS PLISADOS ",null,"5215",20,"2018-09-04T15:44:00",{"$f":"NETWORKDAYS(B2,M2)+((M2-B2)-INT(M2-B2))-2","v":0.24027777777519077},"5IWXD10002FI",205038]
[2,"2018-09-03T11:00:00","CMI-1120",2,"220/3/60",440,{"$nulls":4},"181631",1,"2018-09-04T15:44:00",{"$f":"NETWORKDAYS(B3,M3)+((M3-B3)-INT(M3-B3))-2","v":0.19722222221753327},"5CMI1120D04400",205007]
[3,"2018-09-03T11:23:00","C/DAHF1-12/12",2,"220/3/60",1150,null,null,"1° ETAPA FILTROS MERV 7",null,"4655",1,"2018-09-04T15:44:00",{"$f":"NETWORKDAYS(B4,M4)+((M4-B4)-INT(M4-B4))-2","v":0.18124999999417923},"5CDAHF112D1150",205036]
[4,"2018-09-03T12:40:00","CMI-315",1,"220/1/60",2140,{"$nulls":4},"P-2018-09",4,"2018-09-04T15:44:00",0.12777777777228039,"5CMI3156021400"]
[5,"2018-09-03T12:40:00","CMI-280",2,"230/3/60",3156,{"$nulls":4},"P-2018-09",1,"2018-09-04T15:44:00",0.12777777777228039,"5CMI280D031560"]
[6,"2018-09-03T12:56:00","CRHL-T-16",0.5,"127/1/60",800,{"$nulls":4},"18C-623 VG",1,"2018-09-04T15:44:00",0.11666666666133096,"5CRHLT16408000",205060]
[7,"2018-09-03T12:56:00","CRHL-T-14",0.5,"127/1/60",1275,{"$nulls":4},"18C-623 VG",1,"2018-09-04T15:44:00",0.11666666666133096,"5CRHLT14401275",205060]
[8,"2018-09-03T13:09:00","C/DAHF1-22/22",5,"230/3/60",775,{"$nulls":4},"18L-023VH",1,"2018-09-04T15:44:00",0.10763888888322981,"5CDAHF122D0775",205069]
[9,"2018-09-03T13:17:00","CMI-560",5,"220/3/60",1625,{"$nulls":4},"310818-001",1,"2018-09-04T15:44:00",0.10208333333139308,"5CMI560F016250",205075]
[10,"2018-09-03T13:17:00","CMI-450",3,"220/3/60",2025,{"$nulls":4},"310818-002",1,"2018-09-04T15:44:00",0.10208333333139308,"5CMI450E020250",205076]
[11,"2018-09-03T13:17:00","CMI-400",3,"220/3/60",2400,{"$nulls":4},"310818-003",1,"2018-09-04T15:44:00",0.10208333333139308,"5CMI400E024000",205077]
[12,"2018-09-03T13:31:00","BIL-400",0.5,"127/1/60",1470,{"$nulls":4},"6255",1,"2018-09-04T15:44:00",9.2361111106583849E-2,"5BIL4004014700",205078]
[13,"2018-09-03T15:36:00","CRVH-T-22",3,"230/3/60",1100,null,null,"MOTOR APEX: 2-MO-067XUS, TG",null,"1426886",1,"2018-09-04T15:44:00",5.5555555518367328E-3,"5CRVHT22E11APX",205071]
[14,"2018-09-03T16:07:00","DAL-V-45- 7 1/2",7.5,"230/3/60",345,null,"UB",null,null,"AG3018CAT",3,"2018-09-04T15:44:00",0.98402777777664596,"5UDLVF45G345UB",204988]
[15,"2018-09-04T08:22:00","CRWL-T-10",0.5,"230/3/60",1350,null,null,"SW, TG",null,"100871",1,"2018-09-06T10:38:00",1.0944444444467081,"5CRWLT10901350",205086]
[16,"2018-09-04T08:22:00","C/DAHF1-18/18",3,"230/3/60",625,null,null,"SW, ETAPA DE FILTROS PLISADOS MERV 7",null,"100871",1,"2018-09-06T10:38:00",1.0944444444467081,"5CDAHF118E620S",205086]
[17,"2018-09-04T09:09:00","C/DAV-15/15",5,"220/3/60",925,{"$nulls":4},"RIC1CDAV15AGUAS8524 ",1,"2018-09-06T10:38:00",1.0618055555605679,"5CDAV1515F0925",205109]
[18,"2018-09-04T09:36:00","CLT-15",1.5,"230/3/60",1250,{"$nulls":4},"80009",1,"2018-09-06T10:38:00",1.0430555555576575,"5CLTG15C012500",204849]
[19,"2018-09-04T11:40:00","CDAHF1-12/12",1,"440/3/60",825,null,null,"PV,SW,LV","WM","CEDIS MONTERREY",1,"2018-09-06T10:38:00",1.9569444444496185,"5CDAHF112B82WM"]
[20,"2018-09-04T15:34:00","TAT-800/10",2,"220/3/60",1400,null,null,"SIN MOTOR CON TRANSMISION ",null,"2018-079",30,"2018-09-06T10:38:00",1.7944444444510737,"5TAT80010SM",204634]
[21,"2018-09-04T15:55:00","DAL-V-9-1 1/2",1.5,"230/3/60",575,{"$nulls":4},"FRG-285",1,"2018-09-06T10:38:00",1.7798611111138598,"5UDLVF9C057500",205136]
[22,"2018-09-04T17:57:00","DAL-H-16-2",2,"460/3/60",533,null,null,"PTA FILTROS CON FILTROS DE CARBON ACTIVADO (5RE328)",null,"1801005",1,"2018-09-06T10:38:00",1.695138888891961,"5UDLHF16D533FI",205148]
[23,"2018-09-05T10:24:00","HGT-800-3/4",0.75,"230/3/60",700,null,null,"WALL COLLAR, PERSIANA C/MALLA EN DESCARGA, ARREGLO A",null,"4637",1,"2018-09-06T10:38:00",9.7222222248092294E-3,"5HGT800A750PMC",204774]
[24,"2018-09-05T10:24:00","CRVLT-28",3,"230/3/60",750,null,null,"PV,SW,REJ PROT, TG","WM","CEDIS CHALCO ",1,"2018-09-06T10:38:00",9.7222222248092294E-3,"5CRVLT28E751WM"]
[25,"2018-09-05","BIL-280",0.5,"230/3/60",2077,{"$nulls":4},"683",1,"2018-09-06T10:38:00",0.44305555555911269,"5BIL2809020770"]
[26,"2018-09-06T15:10:00","C/DAH-7/7",0.5,"230/3/60",1288,{"$nulls":4},"9298",1,"2018-09-07T14:53:00",0.9881944444423425,"5CDAH779012880",205193]
[27,"2018-09-07T11:21:00","CRVLT-26",1,"460/3/60",750,null,null,"PV,SW,REJ PROT, TG","WM","SC TLAXCALA ESTADIO",1,"2018-09-07T14:53:00",-0.85277777777810115,"5CRVLT26B750WM"]
[28,"2018-09-07T11:21:00","CMI-315",0.33333333333333331,"127/1/60",1675,null,"UB","PV,SW,TD,PI","WM","SC TLAXCALA ESTADIO",1,"2018-09-07T14:53:00",-0.85277777777810115,"5CMI31531675WM"]
[29,"2018-09-07T11:53:00","CLT-20",0.75,"220/3/60",900,null,null,"PV,SW","WM","MB RINCÓN DE TAMAYO",1,"2018-09-07T14:53:00",-0.875,"5CLTG20A0900WM"]
[30,"2018-09-07T12:12:00","CRVLT-18",0.33333333333333331,"127/1/60",900,null,null,"PV,SW,REJ PROT, TG","WM","BA JACONA PLANCARTE",3,"2018-09-07T14:53:00",-0.88819444444379769,"5CRVLT183900WM"]
[31,"2018-09-07T12:12:00","CRVLT-24",0.33333333333333331,"127/1/60",525,null,null,"PV,SW,REJ PROT, TG","WM","BA JACONA PLANCARTE",1,"2018-09-07T14:53:00",-0.88819444444379769,"5CRVLT243525WM"]
[32,"2018-09-07T12:12:00","CRVLT-14",0.25,"127/1/60",850,null,null,"PV,SW,REJ PROT, TG","WM","BA JACONA PLANCARTE",1,"2018-09-07T14:53:00",-0.88819444444379769,"5CRVLT142850WM"]
[33,"2018-09-07T12:12:00","CRVLT-18",0.25,"127/1/60",700,null,null,"PV,SW,REJ PROT, TG","WM","BA JACONA PLANCARTE",1,"2018-09-07T14:53:00",-0.88819444444379769,"5CRVLT182700WM"]
[34,"2018-09-07T12:12:00","CDAVF1-22/22",1.5,"220/3/60",375,null,null,"PV,SW,LV","WM","BA JACONA PLANCARTE",1,"2018-09-07T14:53:00",-0.88819444444379769,"5CDAVF122C03WM"]
[35,"2018-09-07T13:02:00","CMI-800",10,"230/3/60",1175,{"$nulls":4},"OCG58813",1,"2018-09-07T14:53:00",-0.92291666667006211,"5CMI800H011750",205229]
[36,"2018-09-07T13:08:00","CMI-355",2,"127/1/60",2400,{"$nulls":4},"9319",1,"2018-09-07T14:53:00",-0.92708333333575865,"5CMI355D024000",205231]
[37,"2018-09-07T15:06:00","C/DAHF2-18/18",3,"230/3/60",825,null,null,"PV, PINT","SF","CAMARONES",1,"2018-09-08T08:28:00",{"$f":"NETWORKDAYS(B38,M38)+((M38-B38)-INT(M38-B38))-2","v":-0.27638888888759539},"5CDAHF218E825P",205241]
[38,"2018-09-07T15:47:00","CRHLT-10",0.25,"127/1/60",1375,null,null,"PV,SW","WM","MB TEMOAYA",1,"2018-09-08T08:28:00",-0.30486111110803904,"5CRHLT102137WM"]
[39,"2018-09-07T15:47:00","CRHLT-10",0.25,"127/1/60",1350,null,null,"PV,SW","WM","MB TEMOAYA",1,"2018-09-08T08:28:00",{"$f":"NETWORKDAYS(B40,M40)+((M40-B40)-INT(M40-B40))-2","v":-0.30486111110803904},"5CRHLT102135WM"]
[40,"2018-09-07T15:57:00","CMI-630",2,"230/3/60",900,null,null,"PV, PINT EPOX, MALLA DESC","SF","CAMARONES",1,"2018-09-08T08:28:00",-0.31180555555329192,"5CMI630D90EPOX",205241]
[41,"2018-09-10T17:51:00","C/DAV-15/15",2,"230/3/60",775,{"$nulls":4},"CORP98",1,"2018-09-11T17:01:00",0.96527777777373558,"5CDAV1515D0775",205275]
[42,"2018-09-11T13:09:00","C/DAHF2-18/18",2,"220/3/60",500,{"$nulls":4},"914",3,"2018-09-11T17:01:00",-0.83888888889487134,"5CDAHF218D0500",205301]
[43,"2018-09-11T13:30:00","CMI-355",0.75,"230/3/60",1775,null,null,"MOTOR CERRADO 2 POLOS (PROPORCIONADO POR EL CLIENTE) SELLO EN FLECHA",null,"1525",1,"2018-09-11T17:01:00",-0.85347222222480923,"5CMI355A017750",205198]
[44,"2018-09-11T13:30:00","CMI-250",0.5,"230/3/60",2400,null,"UB","MOTOR CERRADO 2 POLOS (PROPORCIONADO POR EL CLIENTE) SELLO EN FLECHA",null,"1525",1,"2018-09-11T17:01:00",-0.85347222222480923,"5CMI25092400UB",205198]
[45,"2018-09-12T13:35:00","C/DAHF1-22/22","7 1/2","230/3/60",675,null,null,"1° ETAPA FILTROS PLISADOS MERV 8",null,"181685",1,"2018-09-13T21:31:00",0.33055555555620231,"5CDAHF122G0675",205325]
[46,"2018-09-12T13:35:00","C/DAHF1-36/36","25","230/3/60",400,null,null,"1° ETAPA FILTROS PLISADOS MERV 8",null,"181685",2,"2018-09-13T21:31:00",0.33055555555620231,"5CDAHF136P0400",205325]
[47,"2018-09-12T13:55:00","CMI-280",0.5,"220/3/60",1825,{"$nulls":4},"10092058",1,"2018-09-13T21:31:00",0.31666666666569654,"5CMI2809018250",205333]
[48,"2018-09-12T13:55:00","CLT-10",0.5,"220/3/60",2100,{"$nulls":4},"10092058",1,"2018-09-13T21:31:00",0.31666666666569654,"5CLTG109021000",205333]
[49,"2018-09-13T12:05:00","CRHL-T-14",0.75,"460/3/60",1725,{"$nulls":4},"158-17",1,"2018-09-13T21:31:00",-0.60694444444379769,"5CRHLT14A01725",205350]
[50,"2018-09-13T12:05:00","CRHL-T-22",0.75,"460/3/60",775,{"$nulls":4},"158-17",1,"2018-09-13T21:31:00",-0.60694444444379769,"5CRHLT22A07750",205350]
[51,"2018-09-13T12:05:00","CRHL-T-14",0.75,"460/3/60",1750,{"$nulls":4},"158-17",1,"2018-09-13T21:31:00",-0.60694444444379769,"5CRHLT14A01750",205350]
[52,"2018-09-13T12:05:00","CMI-560",1.5,"460/3/60",850,{"$nulls":4},"158-17",1,"2018-09-13T21:31:00",-0.60694444444379769,"5CMI560C085000",205350]
[53,"2018-09-13T12:05:00","CRHL-T-18",1,"460/3/60",1325,{"$nulls":4},"158-17",1,"2018-09-13T21:31:00",-0.60694444444379769,"5CRHLT18B01325",205350]
[54,"2018-09-13T12:05:00","CRHL-T-18",1,"460/3/60",1300,{"$nulls":4},"158-17",1,"2018-09-13T21:31:00",-0.60694444444379769,"5CRHLT18B01300",205350]
[55,"2018-09-13T12:05:00","C/DAV-30/28",3,"460/3/60",350,{"$nulls":4},"158-17",1,"2018-09-13T21:31:00",-0.60694444444379769,"5CDAV328E03500",205350]
[56,"2018-09-13T12:05:00","C/DAV-20/20",1.5,"460/3/60",500,{"$nulls":4},"158-17",1,"2018-09-13T21:31:00",-0.60694444444379769,"5CDAV2020C0500",205350]
[57,"2018-09-13T12:05:00","C/DAV-18/18",2,"460/3/60",675,{"$nulls":4},"158-17",1,"2018-09-13T21:31:00",-0.60694444444379769,"5CDAV1818D0675",205350]
[58,"2018-09-14T12:53:00","BIL-560",5,"230/3/60",1578,{"$nulls":4},"708",1,"2018-09-14T17:29:00",-0.80833333333430346,"5BIL560F015780",205342]
[59,"2018-09-14T13:23:00","DAL-H-72- 7 1/2",7.5,"220/3/60",360,{"$nulls":4},"181709",1,"2018-09-14T17:29:00",-0.82916666666278616,"5DLHF72G036000",205377]
[60,"2018-09-17T08:37:00","CRVL-T-30",2,"220/3/60",625,{"$nulls":4},"CORP134",2,"2018-09-17T17:50:00",-0.61597222222189885,"5CRVLT30D06250",205378]
[61,"2018-09-17T08:37:00","C/DAV-18/18",2,"230/3/60",762,{"$nulls":4},"CORP134",1,"2018-09-17T17:50:00",-0.61597222222189885,"5CDAV1818D0762",205378]
[62,"2018-09-17T08:58:00","I-WXD-1000-7 1/2-4P/H/A",7.5,"230/3/60",1765,null,null,"HELICE DE ALUMINIO, PERSIANA DE INYECCION, MALLA DESCARGA, PTA FILTROS-FILTROS METALICOS",null,"3548",1,"2018-09-17T17:50:00",-0.63055555555911269,"5IWXD100075PMC"]
[63,"2018-09-17T09:19:00","BIL-355",1.5,"230/3/60",2268,{"$nulls":4},"722",1,"2018-09-17T17:50:00",-0.64513888888905058,"5BIL355C022680",205362]
[64,"2018-09-17T09:19:00","BIL-400",3,"230/3/60",2329,{"$nulls":4},"722",1,"2018-09-17T17:50:00",-0.64513888888905058,"5BIL400E023290",205362]
[65,"2018-09-17T09:52:00","CRWL-T-20",2,"220/3/60",1175,{"$nulls":4},"181817",2,"2018-09-17T17:50:00",-0.6680555555576575,"5CRWLT20D01175",205415]
[66,"2018-09-17T15:23:00","CME-1000",20,"230/3/60",900,null,null,"ARREGLO AMCA C, MOTOR APEX: 2-MO-204US, DISCO DE ENFRIAMIENTO, SELLO EN FLECHA",null,"142",1,"2018-09-17T17:50:00",-0.89791666666860692,"5CME1000N90APX"]
[67,"2018-09-18T11:52:00","CME-1000","-","-","-",null,null,"ARREGLO AMCA C, DISCO DE ENFRIAMIENTO, SELLO EN FLECHA",null,"142",1,"2018-09-18T22:13:00",{"$f":"NETWORKDAYS(B68,M68)+((M68-B68)-INT(M68-B68))-2","v":-0.56874999999854481},"5CME10000000DI"]
[68,"2018-09-18T12:43:00","CLT-22",2,"230/3/60",1000,null,null,"CUBREMOTOR",null,"06-09-2018",1,"2018-09-18T22:13:00",-0.60416666667151731,"5CLTG22D1000CM",205252]
[69,"2018-09-18T12:43:00","CLT-22",2,"230/3/60",950,null,null,"CUBREMOTOR",null,"06-09-2018",2,"2018-09-18T22:13:00",-0.60416666667151731,"5CLTG22D0950CM",205252]
[70,"2018-09-18T17:48:00","CMI-355",1,"220/1/60",1750,{"$nulls":4},"170918",1,"2018-09-18T22:13:00",-0.81597222222626442,"5CMI3556017500",205504]
[71,"2018-09-18T17:48:00","CMI-355",1.5,"220/1/60",1975,{"$nulls":4},"170918",1,"2018-09-18T22:13:00",-0.81597222222626442,"5CMI3557019750",205504]
[72,"2018-09-19T09:29:00","CRHLT-12",0.25,"127/1/60",1075,null,null,"PV,SW","CINEPOLIS","MC. SALINAS",1,"2018-09-19T15:18:00",-0.75763888889196096,"5CRHLT122107CN"]
[73,"2018-09-19T09:29:00","CRVLT-20",1.5,"230/3/60",1125,null,null,"PV,SW,REJ PROT, TG","CINEPOLIS","MC. SALINAS",1,"2018-09-19T15:18:00",-0.75763888889196096,"5CRVLT20C113CN"]
[74,"2018-09-19T12:14:00","CLT-15","1/2","460/3/60","1000",{"$nulls":4},"0918",1,"2018-09-19T15:18:00",-0.87222222222771961,"5CLTG159010000",205532]
[75,"2018-09-19T12:14:00","CLT-12","1/2","460/3/60","1200",{"$nulls":4},"0918",1,"2018-09-19T15:18:00",-0.87222222222771961,"5CLTG129012000",205532]
[76,"2018-09-19T12:14:00","CLT-12","1/2","460/3/60","1000",{"$nulls":4},"0918",1,"2018-09-19T15:18:00",-0.87222222222771961,"5CLTG129010000",205532]
[77,"2018-09-19T12:14:00","CLT-7","1/2","460/3/60","1375",{"$nulls":4},"0918",1,"2018-09-19T15:18:00",-0.87222222222771961,"5CLTG790137500",205532]
[78,"2018-09-19T12:14:00","CLT-7","1/2","460/3/60","1450",{"$nulls":4},"0918",1,"2018-09-19T15:18:00",-0.87222222222771961,"5CLTG790145000",205532]
[79,"2018-09-19T12:14:00","CLT-10","1/2","460/3/60","1125",{"$nulls":4},"0918",2,"2018-09-19T15:18:00",-0.87222222222771961,"5CLTG109011250",205532]
[80,"2018-09-19T12:14:00","CLT-15","1/2","460/3/60","975",{"$nulls":4},"0918",1,"2018-09-19T15:18:00",-0.87222222222771961,"5CLTG159097500",205532]
[81,"2018-09-19T12:14:00","HGT-1250-1 1/2","1 1/2","460/3/60","500",null,null,"460 V",null,"0918",1,"2018-09-19T15:18:00",-0.87222222222771961,"5HGT1250L0460V",205532]
[82,"2018-09-19T12:14:00","CLT-12","1/2","460/3/60","1050",{"$nulls":4},"0918",1,"2018-09-19T15:18:00",-0.87222222222771961,"5CLTG129010500",205532]
[83,"2018-09-19T12:14:00","HGT-1250-3","3","460/3/60","610",null,null,"460 V",null,"0918",2,"2018-09-19T15:18:00",-0.87222222222771961,"5HGT1250H460V",205532]
[84,"2018-09-19T12:14:00","CLT-7","1/2","460/3/60","1300",{"$nulls":4},"0918",1,"2018-09-19T15:18:00",-0.87222222222771961,"5CLTG790130000",205532]
[85,"2018-09-19T12:29:00","DAL-V-9-1/2",0.5,"230/3/60",593,{"$nulls":4},"1427051",1,"2018-09-19T15:18:00",-0.88263888889196096,"5UDLVF99059300",205530]
[86,"2018-09-19T15:35:00","C/DAH-12/12",2,"230/3/30",950,{"$nulls":4},"206-18C",1,"2018-09-20T22:00:00",0.26736111110949423,"5CDAH1212D0950",205542]
[87,"2018-09-20T09:31:00","CMI-250",0.5,"230/3/30",1775,null,"UB","MOTOR CERRADO 2 POLOS (PROPORCIONADO POR EL CLIENTE) SELLO EN FLECHA",null,"1531",1,"2018-09-20T22:00:00",-0.47986111111094942,"5CMI25091775UB",205559]
[88,"2018-09-20T10:45:00","CRVH-T-22",2,"230/3/60",975,{"$nulls":4},"1427095",1,"2018-09-20T22:00:00",-0.53125,"5CRVHT22D09750",205562]
[89,"2018-09-20T11:32:00","C/DAHF1-18/18",3,"460/3/60",650,null,null,"PINT, SW",null,"1801209670",1,"2018-09-20T22:00:00",-0.56388888889341615,"5CDAHF118E6PIN",205569]
[90,"2018-09-20T13:06:00","CLT-15",0.5,"230/3/60",1125,null,null,"CUBREMOTOR, CUELLO FLEX",null,"1427053",1,"2018-09-20T22:00:00",-0.62916666666569654,"5CLTG1591126CM",205584]
[91,"2018-09-20T13:06:00","CRVH-T-10",0.75,"230/3/60",2350,null,null,"SW, TG",null,"1427053",1,"2018-09-20T22:00:00",-0.62916666666569654,"5CRVHT10A2350S",205584]
[92,"2018-09-20T13:06:00","CRVH-T-24",3,"230/3/60",950,null,null,"SW, TG",null,"1427053",1,"2018-09-20T22:00:00",-0.62916666666569654,"5CRVHT24E0950S",205584]
[93,"2018-09-21T16:01:00","C/DAH-15/15",5,"220/3/60",1000,{"$nulls":4},"3452",1,"2018-09-21T21:43:00",-0.76249999999708962,"5CDAH1515F1000",205637]
[94,"2018-09-24T15:03:00","TGT/4-1250-6/40",40,"440/3/60",1725,null,null,"ANGULO H",null,"12-OIN",2,"2018-09-25T13:41:00",0.94305555555911269,"5TGT41250640H",205678]
[95,"2018-09-24T17:00:00","DAL-H-9-1 1/2",1.5,"230/3/60",680,null,null,"PTA FILTROS-FILTROS METALICOS",null,"3452",1,"2018-09-25T13:41:00",0.86180555555620231,"5UDLHF99C680FI",205637]
[96,"2018-09-24T17:00:00","DAL-H-16-3",3,"230/3/60",540,null,null,"PTA FILTROS-FILTROS METALICOS",null,"3452","1","2018-09-25T13:41:00",0.86180555555620231,"5UDLHF16E540FI",205637]
[97,"2018-09-24T17:22:00","WXT-1000-3/4-S",0.75,"460/3/60",550,{"$nulls":4},"48765",2,"2018-09-25T13:41:00",0.84652777777955635,"5WXT1000A0550",205700]
[98,"2018-09-24T17:22:00","I-WXT-1000-3/4-S",0.75,"460/3/60",550,{"$nulls":4},"48765",2,"2018-09-25T13:41:00",0.84652777777955635,"5IWXT1000A0550",205700]
[99,"2018-09-25T10:16:00","C/DAHF1-12/12","3","230/3/60","1250",null,null,"FILTROS MERV 11",null,"P030918-2168",1,"2018-09-26T09:02:00",0.94861111111094942,"5CDAHF112E1250",205143]
[100,"2018-09-25T10:16:00","C/DAHF1-12/12","1 1/2","230/3/60","1025",null,null,"FILTROS MERV 11",null,"P030918-2168",1,"2018-09-26T09:02:00",0.94861111111094942,"5CDAHF112C1025",205143]
[101,"2018-09-25T10:16:00","C/DAHF1-18/18","3","230/3/60","700",null,null,"FILTROS MERV 11",null,"P030918-2168",1,"2018-09-26T09:02:00",0.94861111111094942,"5CDAHF118E0700",205143]
[102,"2018-09-25T10:16:00","C/DAHF1-18/18","2","230/3/60","650",null,null,"FILTROS MERV 11",null,"P030918-2168",2,"2018-09-26T09:02:00",0.94861111111094942,"5CDAHF118D0650",205143]
[103,"2018-09-25T10:16:00","CRVL-T-12","1/2","230/3/60","1275",{"$nulls":4},"P030918-2168",1,"2018-09-26T09:02:00",0.94861111111094942,"5CRVLT12901275",205143]
[104,"2018-09-25T12:32:00","CRVLT-18",1,"220/1/60",1250,null,null,"PV,SW,REJ PROT, TG","WM","SP LA MARINA",1,"2018-09-26T09:02:00",0.85416666666424135,"5CRVLT186125WM"]
[105,"2018-09-25T17:02:00","C/DAVF2-30/28",5,"460/3/60",350,null,null,"SW, 1° ETAPA FILTROS MET ALMA POLIESTER: 2-FI-009",null,"1801211522",8,"2018-09-26T09:02:00",0.66666666666424135,"5CDAVF2328350S",205739]
[106,"2018-09-25T17:02:00","CRVL-T-33",5,"460/3/60",575,null,null,"SW, REJ PROT",null,"1801211522",7,"2018-09-26T09:02:00",0.66666666666424135,"5CRVLT33F5750S",205739]
[107,"2018-09-26T08:20:00","DAL-V-16-1",1,"230/3/60",520,{"$nulls":4},"1427169",1,"2018-09-27T09:50:00",6.25E-2,"5UDLVF16B05200",205684]
[108,"2018-09-26T13:25:00","CRVL-T-12",0.5,"230/3/60",1625,{"$nulls":4},"280",1,"2018-09-27T09:50:00",0.85069444443797693,"5CRVLT12901625",205775]
[109,"2018-09-27T12:17:00","CRHLT-14",0.5,"127/1/60",1850,null,null,"PV,SW","CINEPOLIS","C. EL MOLINO ",1,"2018-09-28T11:25:00",0.96388888888759539,"5CRHLT144185CN"]
[110,"2018-09-27T12:17:00","CRHLT-10",0.25,"127/1/60",1300,null,null,"PV,SW","CINEPOLIS","C. EL MOLINO ",1,"2018-09-28T11:25:00",0.96388888888759539,"5CRHLT102130CN"]
[111,"2018-09-27T12:17:00","CRHLT-10",0.25,"127/1/60",1650,null,null,"PV,SW","CINEPOLIS","C. EL MOLINO ",1,"2018-09-28T11:25:00",0.96388888888759539,"5CRHLT102165CN"]
[112,"2018-09-27T13:33:00","I-DXT-1250-3",3,"460/3/60",610,{"$nulls":4},"1074-2",10,"2018-09-28T11:25:00",0.91111111111240461,"5IDXT1250E610",205825]
[113,"2018-09-27T15:44:00","CRVLT-16",0.5,"220/1/60",1000,null,null,"PV,SW,REJ PROT, TG","WM","SP LA MARINA",1,"2018-09-28T11:25:00",0.82013888889196096,"5CRVLT164100WM"]
[114,"2018-09-27T15:47:00","HXA/6-800/L",0.75,"460/3/60",1150,null,null,"MALLA SUCC, PERSIANA DESC, WALL HOUSING",null,null,1,"2018-09-28T11:25:00",0.81805555555911269,"5HXA6800L34PMH"]
[115,"2018-09-27T15:47:00","TAT-900/L",5,"460/3/60",1390,null,null,"460 V",null,null,1,"2018-09-28T11:25:00",0.81805555555911269,"5TAT900L460V"]
[116,"2018-09-27T17:06:00","DAL-V-72-15",15,"440/3/60",411,null,"UB",null,null,"181767",1,"2018-09-28T11:25:00",0.76319444444379769,"5DLVF72M0411UB",205839]
[117,"2018-09-28T13:20:00","BIL-400",2,"230/3/60",2160,{"$nulls":4},"764",1,"2018-09-28T14:57:00",-0.93263888888759539,"5BIL400D021600",205874]
[118,"2018-09-28T18:11:00","CLT-15",0.5,"460/3/60",950,null,null,"CUBREMOTOR",null,"1514-A",1,"2018-10-01T11:45:00",0.73194444444379769,"5CLTG1590950CM",205027]
[119,{"$nulls":12},-2]
[120,{"$nulls":12},-2]
[121,{"$nulls":12},-2]
[122,{"$nulls":12},-2]
[123,{"$nulls":12},-2]
[124,{"$nulls":12},-2]
[125,{"$nulls":12},-2]
[126,{"$nulls":12},-2]
[127,{"$nulls":12},-2]
[128,{"$nulls":12},-2]
[129,{"$nulls":12},-2]
[130,{"$nulls":12},-2]
[131,{"$nulls":12},{"$f":"NETWORKDAYS(B132,M132)+((M132-B132)-INT(M132-B132))-2","v":-2}]
[132,{"$nulls":12},-2]
[133,{"$nulls":12},-2]
[134,{"$nulls":12},-2]
[135,{"$nulls":12},-2]
[136,{"$nulls":12},-2]
[137,{"$nulls":12},-2]
[138]
[139,{"$nulls":12},-2]
[140,{"$nulls":12},-2]
[141,{"$nulls":12},-2]
[142,{"$nulls":12},-2]
[143,{"$nulls":12},-2]
[144,{"$nulls":12},-2]
[145,{"$nulls":12},-2]
[146,{"$nulls":12},-2]
[147,{"$nulls":12},-2]
[148,{"$nulls":12},-2]
[149,{"$nulls":12},-2]
[150,{"$nulls":12},-2]
[151,{"$nulls":12},-2]
[152,{"$nulls":12},-2]
[153,{"$nulls":12},-2]
[154,{"$nulls":12},-2]
[155,{"$nulls":12},-2]
[156,{"$nulls":12},-2]
[157,{"$nulls":12},-2]
[158,{"$nulls":12},-2]
[159,{"$nulls":12},-2]
[160,{"$nulls":12},-2]
[161,{"$nulls":12},-2]
[162,{"$nulls":12},-2]
[163,{"$nulls":12},-2]
[164,{"$nulls":12},-2]
[165,{"$nulls":12},-2]
[166,{"$nulls":12},-2]
[167,{"$nulls":12},-2]
[168,{"$nulls":12},-2]
[169,{"$nulls":12},-2]
[170,{"$nulls":12},-2]
[171,{"$nulls":12},-2]
[172,{"$nulls":12},-2]
[173,{"$nulls":12},-2]
[174,{"$nulls":12},-2]
[175,{"$nulls":12},-2]
[176,{"$nulls":12},-2]
[177,{"$nulls":12},-2]
[178,{"$nulls":12},-2]
[179,{"$nulls":12},-2]
[180,{"$nulls":12},-2]
[181,{"$nulls":12},-2]
[182,{"$nulls":12},-2]
[183,{"$nulls":12},-2]
[184,{"$nulls":12},-2]
[185,{"$nulls":12},-2]
[186,{"$nulls":12},-2]
[187,{"$nulls":12},-2]
[188,{"$nulls":12},-2]
[189,{"$nulls":12},-2]
[190,{"$nulls":12},-2]
[191,{"$nulls":12},-2]
[192,{"$nulls":12},-2]
[193,{"$nulls":12},-2]
[194,{"$nulls":12},-2]
[195,{"$nulls":12},{"$f":"NETWORKDAYS(B196,M196)+((M196-B196)-INT(M196-B196))-2","v":-2}]
[196,{"$nulls":12},-2]
[197,{"$nulls":12},-2]
[198,{"$nulls":12},-2]
[199,{"$nulls":12},-2]
[200,{"$nulls":12},-2]
[201,{"$nulls":12},-2]
[202,{"$nulls":12},-2]
[203,{"$nulls":12},-2]
[204,{"$nulls":12},-2]
[205,{"$nulls":12},-2]
[206,{"$nulls":12},-2]
[207,{"$nulls":12},-2]
[{"$f":"A208+1","v":208},{"$nulls":12},-2]
[{"$f":"A209+1","v":209},{"$nulls":12},-2]
[210,{"$nulls":12},-2]
[211,{"$nulls":12},-2]
[212,{"$nulls":12},-2]
[213,{"$nulls":12},-2]
[214,{"$nulls":12},-2]
[215,{"$nulls":12},-2]
[216,{"$nulls":12},-2]
[217,{"$nulls":12},-2]
[218,{"$nulls":12},-2]
[219,{"$nulls":12},-2]
[220,{"$nulls":12},-2]
[221,{"$nulls":12},-2]
[222,{"$nulls":12},-2]
[223,{"$nulls":12},-2]
[224,{"$nulls":12},-2]
[225,{"$nulls":12},-2]
[226,{"$nulls":12},-2]
[227,{"$nulls":12},-2]
[228,{"$nulls":12},-2]
[229,{"$nulls":12},-2]
[230,{"$nulls":12},-2]
[231,{"$nulls":12},-2]
[232,{"$nulls":12},-2]
[233,{"$nulls":12},-2]
[234,{"$nulls":12},-2]
[235,{"$nulls":12},-2]
[236,{"$nulls":12},-2]
[237,{"$nulls":12},-2]
[238,{"$nulls":12},-2]
[239,{"$nulls":12},-2]
[240,{"$nulls":12},-2]
[241,{"$nulls":12},-2]
[242,{"$nulls":12},-2]
[243,{"$nulls":12},-2]
[244,{"$nulls":12},-2]
[245,{"$nulls":12},-2]
[246,{"$nulls":12},-2]
[247,{"$nulls":12},-2]
[248,{"$nulls":12},-2]
[249,{"$nulls":12},-2]
[250,{"$nulls":12},-2]
[251,{"$nulls":12},-2]
[252,{"$nulls":12},-2]
[253,{"$nulls":12},-2]
[254,{"$nulls":12},-2]
[255,{"$nulls":12},-2]
[256,{"$nulls":12},-2]
[257,{"$nulls":12},-2]
[258,{"$nulls":12},-2]
[259,{"$nulls":12},{"$f":"NETWORKDAYS(B260,M260)+((M260-B260)-INT(M260-B260))-2","v":-2}]
[260,{"$nulls":12},-2]
[261,{"$nulls":12},-2]
[262,{"$nulls":12},-2]
[263,{"$nulls":12},-2]
[264,{"$nulls":12},-2]
[265,{"$nulls":12},-2]
[266,{"$nulls":12},-2]
[267,{"$nulls":12},-2]
[268,{"$nulls":12},-2]
[269,{"$nulls":12},-2]
[270,{"$nulls":12},-2]
[271,{"$nulls":12},-2]
[272,{"$nulls":12},-2]
[{"$f":"A273+1","v":273}]
[274]
[275]
[276]
[277]
[278]
[279]
[280]
[281]
[282]
[283]
[284]
[285]
[286]
[287]
[288]
[289]
[290]
[291]
[292]
[293]
[294]
[295]
[296]
[297]
[298]
[299]
[300]
[301]
[302]
[303]
[304]
[305]
[306]
[307]
[308]
[309]
[310]
[311]
[312]
[313]
[314]
[315]
[316]
[317]
[318]
[319]
[320]
[321]
[322]
[323]
[324]
[325]
[326,{"$nulls":12},{"$f":"NETWORKDAYS(B323,M327)+((M327-B323)-INT(M327-B323))-2","v":-2}]
[327,{"$nulls":12},-2]
[328,{"$nulls":12},-2]
[329,{"$nulls":12},-2]
[330,{"$nulls":12},-2]
[331,{"$nulls":12},-2]
[332,{"$nulls":12},-2]
[333,{"$nulls":12},-2]
[334,{"$nulls":12},-2]
[335,{"$nulls":12},-2]
[336,{"$nulls":12},-2]
[{"$f":"A337+1","v":337},{"$nulls":12},-2]
[338,{"$nulls":12},-2]
[339,{"$nulls":12},-2]
[340,{"$nulls":12},-2]
[341,{"$nulls":12},-2]
[342,{"$nulls":12},-2]
[343,{"$nulls":12},-2]
[344,{"$nulls":12},-2]
[345,{"$nulls":12},-2]
[346,{"$nulls":12},-2]
[347,{"$nulls":12},-2]
[348,{"$nulls":12},-2]
[349,{"$nulls":12},-2]
[350,{"$nulls":12},-2]
[351,{"$nulls":12},-2]
[352,{"$nulls":12},-2]
[353,{"$nulls":12},-2]
[354,{"$nulls":12},-2]
[355,{"$nulls":12},-2]
[356,{"$nulls":12},-2]
[357,{"$nulls":12},-2]
[358,{"$nulls":12},-2]
[359,{"$nulls":12},-2]
[360,{"$nulls":12},-2]
[361,{"$nulls":12},-2]
[362,{"$nulls":12},-2]
[363,{"$nulls":12},-2]
[364,{"$nulls":12},-2]
[365,{"$nulls":12},-2]
[366,{"$nulls":12},-2]
[367,{"$nulls":12},-2]
[368,{"$nulls":12},-2]
[369,{"$nulls":12},-2]
[370,{"$nulls":12},-2]
[371,{"$nulls":12},-2]
[372,{"$nulls":12},-2]
[373,{"$nulls":12},-2]
[374,{"$nulls":12},-2]
[375,{"$nulls":12},-2]
[376,{"$nulls":12},-2]
[377,{"$nulls":12},-2]
[378,{"$nulls":12},-2]
[379,{"$nulls":12},-2]
[380,{"$nulls":12},-2]
[381,{"$nulls":12},-2]
[382,{"$nulls":12},-2]
[383,{"$nulls":12},-2]
[384,{"$nulls":12},-2]
[385,{"$nulls":12},-2]
[386,{"$nulls":12},-2]
[387,{"$nulls":12},-2]
[388,{"$nulls":12},-2]
[389,{"$nulls":12},-2]
[390,{"$nulls":12},{"$f":"NETWORKDAYS(B387,M391)+((M391-B387)-INT(M391-B387))-2","v":-2}]
[391,{"$nulls":12},-2]
[392,{"$nulls":12},-2]
[393,{"$nulls":12},-2]
[394,{"$nulls":12},-2]
[395,{"$nulls":12},-2]
[396,{"$nulls":12},-2]
[397,{"$nulls":12},-2]
[398,{"$nulls":12},-2]
[399,{"$nulls":12},-2]
[400,{"$nulls":12},-2]
[{"$f":"A401+1","v":401},{"$nulls":12},-2]
[402,{"$nulls":12},-2]
[403]

{"sheet":"OCTUBRE 2018","index":9,"n_rows":402,"n_cols":17,"rows_kept":402,"cut":false,"hidden":false,"merged":[]}
["ITEM","FECHA SOLICITADA","EQUIPO","HP","VOLTAJE","RPM","GIRO","DESCARGA","OBSERVACIONES","CLIENTE","OC CLIENTE","CANTIDADES","FECHA DE SALIDA","TIEMPO en DIAS","CODIGO","NUMERO DE PEDIDO","FECHA PLANEACIÓN"]
[1,"2018-10-01T10:10:00","CRHLT-10",0.25,"127/1/60",1075,null,null,"PV,SW","CINEPOLIS","C. PORTAL VERACRUZ",1,"2018-10-02T14:09:00",{"$f":"NETWORKDAYS(B2,M2)+((M2-B2)-INT(M2-B2))-2","v":0.16597222222480923},"5CRHLT102107CN"]
[2,"2018-10-01T10:26:00","CRVLT-36",3,"230/3/60",625,null,null,"PV,SW,TG","CINEPOLIS","C. PORTAL VERACRUZ",1,"2018-10-02T14:09:00",0.15486111111385981,"5CRVLT36E625CN"]
[3,"2018-10-01T11:10:00","CMI-355",2,"127/1/60",2380,{"$nulls":4},"9319",1,"2018-10-02T14:09:00",0.12430555555329192,"5CMI3551023800",205231]
[4,"2018-10-01T13:29:00","CRVH-T-16","1 1/2","230/3/60",1525,{"$nulls":4},"045-2018",1,"2018-10-02T14:09:00",2.7777777781011537E-2,"5CRVHT16C01525",205949]
[5,"2018-10-01T13:29:00","CRVH-T-26","2","230/3/60",900,{"$nulls":4},"045-2018",1,"2018-10-02T14:09:00",2.7777777781011537E-2,"5CRVHT26D09000",205949]
[6,"2018-10-02T13:04:00","TGT/6-1000-9/2",2,"230/3/60",1170,null,null,"ANGULO B",null,"CK3-9935G",2,"2018-10-02T15:14:00",-0.90972222221898846,"5TGT61000902B",205988]
[7,"2018-10-02T13:27:00","C/DAHF1-9/9",0.5,"230/3/60",1200,{"$nulls":4},"16984",1,"2018-10-02T15:14:00",-0.9256944444423425,"5CDAHF19991200",205989]
[8,"2018-10-03T15:40:00","CRVH-T-18",2,"127/1/60",1600,{"$nulls":4},"40565-1",1,"2018-10-04T15:30:00",0.99305555555474712,"EXISTE",206063]
[9,"2018-10-04T08:30:00","CME-315",0.25,"230/3/60",1400,null,null,"ARRELGLO ANTICHISPA AMCA C, MOTOR CERRADO: 2-MO-059",null,"16988",2,"2018-10-05T15:03:00",0.27291666666860692,"5CME315T14AMCA",206086]
[10,"2018-10-04T08:38:00","CRHLT-14",0.5,"127/1/60",1775,null,null,"PV,SW","CINEPOLIS","MC. TIZAYUCA",1,"2018-10-05T15:03:00",0.26736111110949423,"5CRHLT144177CN"]
[11,"2018-10-04T08:39:00","CRVL-T-14",0.75,"230/3/60",1700,null,null,"TG",null,"1427308",1,"2018-10-05T15:03:00",0.26666666666278616,"5CRVLT14A170TG",206080]
[12,"2018-10-04T10:53:00","C/DAHF2-25/25",7.5,"230/3/60",650,{"$nulls":4},"4000039840",1,"2018-10-05T15:03:00",0.17361111110949423,"5CDAHF225G0650",205725]
[13,"2018-10-04T11:05:00","TGT/4-1000-3/5","5","460/3/60",1725,null,null,"PIE SOPORTE, DEF PROT EN SUCCION Y DESCARGA, ANGULO B",null,"CA500",1,"2018-10-05T15:03:00",0.16527777777810115,"5TGT4100035PSB",206024]
[14,"2018-10-04T11:05:00","TGT/6-1000-3/1.5","1 1/2","460/3/60",1150,null,null,"PIE SOPORTE, DEF PROT EN SUCCION Y DESCARGA, ANGULO C",null,"CA500",1,"2018-10-05T15:03:00",0.16527777777810115,"5TGT61000315PC",206024]
[15,"2018-10-04T11:05:00","TGT/4-1000-6/15","15","460/3/60",1725,null,null,"PIE SOPORTE, DEF PROT EN SUCCION Y DESCARGA, ANGULO H",null,"CA500",1,"2018-10-05T15:03:00",0.16527777777810115,"5TGT41000615PH",206024]
[16,"2018-10-04T11:05:00","TGT/4-1000-6/20","20","460/3/60",1725,null,null,"PIE SOPORTE, DEF PROT EN SUCCION Y DESCARGA, ANGULO K",null,"CA500",1,"2018-10-05T15:03:00",0.16527777777810115,"5TGT41000620PK",206024]
[17,"2018-10-04T11:05:00","HXA/6-1000/L",1.5,"460/3/60",1165,null,null,"460 V",null,"CA500",24,"2018-10-05T15:03:00",0.16527777777810115,"5HXA610001460V",206024]
[18,"2018-10-04T11:05:00","HXA/6-800/L",0.75,"460/3/60",1130,null,null,"460 V",null,"CA500",8,"2018-10-05T15:03:00",0.16527777777810115,"5HXA6800L460V",206024]
[19,"2018-10-04T11:05:00","CLT-20",2,"220/1/60",1250,{"$nulls":4},"CA500",1,"2018-10-05T15:03:00",0.16527777777810115,"5CLTG201012500",206024]
[20,"2018-10-04T12:14:00","C/DAHF1-12/12","3","460/3/60","1250",null,null,"FILTROS MERV 11, SW",null,"2168",1,"2018-10-05T15:03:00",0.11736111110803904,"5CDAHF112E125S",205144]
[21,"2018-10-04T12:14:00","C/DAHF1-12/12","1 1/2","460/3/60","1025",null,null,"FILTROS MERV 11, SW",null,"2168",1,"2018-10-05T15:03:00",0.11736111110803904,"5CDAHF112C102S",205144]
[22,"2018-10-04T12:14:00","C/DAHF1-18/18","3","460/3/60","700",null,null,"FILTROS MERV 11, SW",null,"2168",1,"2018-10-05T15:03:00",0.11736111110803904,"5CDAHF118E700S",205144]
[23,"2018-10-04T12:14:00","C/DAHF1-18/18","2","460/3/60","650",null,null,"FILTROS MERV 11, SW",null,"2168",1,"2018-10-05T15:03:00",0.11736111110803904,"5CDAHF118D650S",205144]
[24,"2018-10-04T12:14:00","C/DAHF1-18/18","2","460/3/60",675,null,null,"FILTROS MERV 11, SW",null,"2168",1,"2018-10-05T15:03:00",0.11736111110803904,"5CDAHF118D670S",205144]
[25,"2018-10-04T12:14:00","CMI-400","5","460/3/60","2500",null,null,"SW",null,"2168",1,"2018-10-05T15:03:00",0.11736111110803904,"5CMI400F02500S",205144]
[26,"2018-10-04T12:14:00","CRVL-T-22","3/4","460/3/60","675",null,null,"SW",null,"2168",1,"2018-10-05T15:03:00",0.11736111110803904,"5CRVLT22A6750S",205144]
[27,"2018-10-04T12:14:00","CRVL-T-24","1 1/2","460/3/60","775",null,null,"SW",null,"2168",1,"2018-10-05T15:03:00",0.11736111110803904,"5CRVLT24C7750S",205144]
[28,"2018-10-04T12:14:00","CRVL-T-18","1/2","460/3/60","1100",null,null,"SW",null,"2168",1,"2018-10-05T15:03:00",0.11736111110803904,"5CRVLT1899110S",205144]
[29,"2018-10-04T12:14:00","CRVL-T-12","1/2","460/3/60","1275",null,null,"SW",null,"2168",1,"2018-10-05T15:03:00",0.11736111110803904,"5CRVLT1291270S",205144]
[30,"2018-10-04T17:24:00","BDB-560",15,"230/3/60",1700,null,null,"REC. EPOX",null,"61287",2,"2018-10-05T15:03:00",0.90208333333430346,"5BDBI560M17EPX",206133]
[31,"2018-10-04T17:39:00","CRVL-T-20",1.5,"220/1/60",1030,{"$nulls":4},"061018",1,"2018-10-05T15:03:00",0.89166666666278616,"5CRVLT20701030",206134]
[32,"2018-10-05T09:22:00","C/DAHF2-30/28",15,"460/3/60",500,null,null,"LOUVERS",null,"8001981",1,"2018-10-05T15:33:00",-0.74236111110803904,"5CDAHF2328M6LV",206124]
[33,"2018-10-05T09:22:00","C/DAHF2-30/28",7.5,"460/3/60",450,null,null,"LOUVERS",null,"8001981",1,"2018-10-05T15:33:00",-0.74236111110803904,"5CDAHF2328G5LV",206124]
[34,"2018-10-05T10:50:00","CMI-450",1,"220/3/60",1550,null,null,"MOTOR SIEMENS: 2-MO-062S, SW",null,"83226",1,"2018-10-05T15:33:00",-0.80347222222189885,"5CMI450B015500",206140]
[35,"2018-10-05T12:48:00","BDB-1250","20","460/3/60","525",{"$nulls":4},"5904",2,"2018-10-10T17:04:00",2.1777777777751908,"5BDBI1250N0525",206085]
[36,"2018-10-05T12:48:00","BDB-1250","25","460/3/60","575",{"$nulls":4},"5904",2,"2018-10-10T17:04:00",2.1777777777751908,"5BDBI1250P0575",206085]
[37,"2018-10-05T12:48:00","BDB-1000","25","460/3/60","825",null,null,"PI",null,"5904",2,"2018-10-10T17:04:00",2.1777777777751908,"5BDBI1000P82PI",206085]
[38,"2018-10-05T12:48:00","TAT-800/H","5","460/3/60","1400",null,null,"460 V",null,"5904",18,"2018-10-05T15:33:00",-0.88541666666424135,"5TAT80026A460V",206085]
[39,"2018-10-05T12:48:00","BDB-1400","40","460/3/60","525",{"$nulls":4},"5904",2,"2018-10-10T17:04:00",2.1777777777751908,"5BDBI1400R0525",206085]
[40,"2018-10-05T13:01:00","CRWL-T-20",1.5,"220/1/60",1275,{"$nulls":4},"181796",1,"2018-10-05T15:33:00",-0.8944444444423425,"5CRWLT20701275",206069]
[41,"2018-10-05T13:18:00","BIL-400",2,"220/3/60",2095,{"$nulls":4},"799",1,"2018-10-05T15:33:00",-0.90625,"5BIL400D020950",206165]
[42,"2018-10-05T15:17:00","CRHL-T-12",0.25,"127/1/60",1000,{"$nulls":4},"4266",2,"2018-10-05T15:33:00",-0.98888888888905058,"5CRHLT12201000",206162]
[43,"2018-10-08T12:13:00","CMI-630",1.5,"460/3/60",825,"CCW",null,null,null,"8001981",2,"2018-10-08T21:09:00",-0.62777777777955635,"5CMI630C08250I",206124]
[44,"2018-10-08T17:08:00","UDLVF-36",7.5,"220/3/60",489,null,"UB",null,"FARMACIAS GUADALAJARA","F. CENTRO TLAXCALA",1,"2018-10-10T17:04:00",1.9972222222204437,"5UDLVF36G490FG"]
[45,"2018-10-09T09:18:00","CLT-12",0.33333333333333331,"127/1/60",850,{"$nulls":4},"705 VG",1,"2018-10-10T17:04:00",0.32361111111094942,"5CLTG123085000",206224]
[46,"2018-10-09T09:36:00","C/DAHF1-20/20",3,"220/3/60",600,{"$nulls":4},"926P-3",1,"2018-10-10T17:04:00",0.31111111110658385,"5CDAHF120E0600",206226]
[47,"2018-10-09T10:51:00","CRHL-T-18","1","220/1/60","1300",{"$nulls":4},"40000040433",1,"2018-10-10T17:04:00",0.25902777777810115,"5CRHLT18601300",206233]
[48,"2018-10-09T10:51:00","CRHL-T-18","3/4","220/1/60","1275",{"$nulls":4},"40000040433",4,"2018-10-10T17:04:00",0.25902777777810115,"5CRHLT18501275",206233]
[49,"2018-10-09T10:51:00","CRHL-T-18","1","220/1/60","1325",{"$nulls":4},"40000040433",1,"2018-10-10T17:04:00",0.25902777777810115,"5CRHLT18601325",206233]
[50,"2018-10-09T10:51:00","AGEB-1000-3/4","3/4","220/1/60","510",null,null,"220V",null,"40000040433",12,"2018-10-10T17:04:00",0.25902777777810115,"5AGEB1000220V",206233]
[51,"2018-10-10T08:26:00","CLT-10",0.33333333333333331,"127/1/60",1125,null,null,"PV,SW","WM","CEDIS SAN MARTIN OBISPO ",1,"2018-10-10T17:04:00",-0.64027777778392192,"5CLTG1031125WM"]
[52,"2018-10-10T08:55:00","CRHLT-18",0.25,"127/1/60",775,null,null,"PV,SW","WM","BA RICARDO ANAYA",1,"2018-10-10T17:04:00",-0.6604166666729725,"5CRHLT182775WM"]
[53,"2018-10-10T09:12:00","CDAVF1-12/12",0.5,"127/1/60",725,null,null,"PV,SW,LV","WM","BA RIO MEZQUITE",1,"2018-10-10T17:04:00",-0.67222222222335404,"5CDAVF112472WM"]
[54,"2018-10-10T14:52:00","DA/B-10/10",1,"230/3/60",1021,{"$nulls":4},"2200",1,"2018-10-11T14:45:00",0.99513888889487134,"5DAB1010B01021",206278]
[55,"2018-10-10T17:22:00","CLT-7",0.5,"127/1/60",1250,null,null,"CUBREMOTOR",null,"15089",1,"2018-10-11T14:45:00",0.89097222222335404,"5CLTG7401250CM",206202]
[56,"2018-10-11T09:03:00","I-WXT-1250-2",2,"220/3/60",540,null,null,"PTA FILTROS CON FILTROS MERV 7, MALLA DESC",null,"0207669",1,"2018-10-11T15:13:00",-0.74305555555474712,"5IWXT1250D54PF",206310]
[57,"2018-10-11T10:55:00","CME-400",1.5,"220/3/60",1600,null,null,"ARREGLO AMCA TIPO C, MOTOR APEX: 2-MO-154XUS",null,"2625",1,"2018-10-11T15:13:00",-0.82083333333139308,"5CME400C160APX",206302]
[58,"2018-10-11T18:00:00","C/DAHF1-22/22",7.5,"230/3/60",625,{"$nulls":4},"55-18",1,"2018-10-12T22:16:00",0.17777777777519077,"5CDAHF122G0626"]
[59,"2018-10-12T08:39:00","DAL-H-25-5",5,"230/3/60",584,{"$nulls":4},"289-A",1,"2018-10-12T22:16:00",-0.43263888889487134,"5UDLHF25F05840",206358]
[60,"2018-10-12T11:01:00","CRHL-T-14",1,"127/1/60",1650,{"$nulls":4},"206356",1,"2018-10-12T22:16:00",-0.53125,"5CRHLT14601650",206356]
[61,"2018-10-12T11:01:00","BDB-500",5,"230/3/60",1350,{"$nulls":4},"206366",1,"2018-10-12T22:16:00",-0.53125,"5BDBI500F01350",206366]
[62,"2018-10-12T11:01:00","BDB-400",3,"230/3/60",1700,{"$nulls":4},"206366",1,"2018-10-12T22:16:00",-0.53125,"5BDBI400E01700",206366]
[63,"2018-10-12T12:29:00","CMI-280","1","230/3/60",3350,null,null,"DISC. ENFRIAMIENTO, REC ALTA TEMP, SELLO FLECHA BDA SUCC/DESC, SW, MOTOR SIEMENS: 2-MO-062S",null,"61418",1,"2018-10-12T22:16:00",-0.59236111111385981,"5CMI280B3350AT",206247]
[64,"2018-10-12T12:29:00","CMI-315","1 1/2","230/3/60",3000,null,null,"DISC. ENFRIAMIENTO, REC ALTA TEMP, SELLO FLECHA, BDA SUCC/DESC, SW, MOTOR SIEMENS: 2-MO-063S",null,"61418",1,"2018-10-12T22:16:00",-0.59236111111385981,"5CMI315C3000AT",206247]
[65,"2018-10-12T12:29:00","CMI-315","3/4","230/3/60",2250,null,null,"DISC. ENFRIAMIENTO, REC ALTA TEMP, SELLO FLECHA, BDA SUCC/DESC, SW, MOTOR WEG: 2-MO-061",null,"61418",1,"2018-10-12T22:16:00",{"$f":"NETWORKDAYS(B66,M66)+((M66-B66)-INT(M66-B66))-2","v":-0.59236111111385981},"5CMI315A2250AT",206247]
[66,"2018-10-12T15:39:00","C/DAHF1-20/20",5,"220/3/60",575,{"$nulls":4},"D102-11",1,"2018-10-12T22:16:00",-0.72430555555911269,"5CDAHF120F0575",206377]
[67,"2018-10-12T15:39:00","C/DAHF1-20/20",5,"220/3/60",700,{"$nulls":4},"D102-11",1,"2018-10-12T22:16:00",-0.72430555555911269,"5CDAHF120F0700",206377]
[68,"2018-10-12T17:22:00","CRHL-T-10",0.5,"220/3/60",1450,{"$nulls":4},"181846",1,"2018-10-12T22:16:00",-0.79583333333721384,"5CRHLT10901450",206388]
[69,"2018-10-15T10:54:00","CLT-15",0.75,"460/3/60",1150,null,null,"ACTIVAR CODIGO: 5CLTG15A115CM",null,"8020108",1,"2018-10-15T16:37:00",-0.7618055555576575," 5CLTG15A115CM"]
[70,"2018-10-15T14:54:00","BIL-400",1.5,"220/3/60",2037,{"$nulls":4},"813",1,"2018-10-15T16:37:00",-0.92847222222189885,"5BIL400C020370",206423]
[71,"2018-10-15T15:10:00","HXA/4-800/H",5,"460/3/60",1755,null,null,"460V",null,"1801137",4,"2018-10-15T16:37:00",-0.93958333333284827,"5HXA4800H460V",206428]
[72,"2018-10-15T15:10:00","CLT-15",0.5,"460/3/60",1175,{"$nulls":4},"1801137",1,"2018-10-15T16:37:00",-0.93958333333284827,"5CLTG159011750",206428]
[73,"2018-10-16T08:29:00","C/DAH-18/18",3,"220/3/60",650,null,null,"EPOX",null,"1427447",1,"2018-10-16T17:20:00",-0.63125000000582077,"5CDAH1818E6EPX",206436]
[74,"2018-10-16T12:35:00","BDB-560",15,"220/3/60",1600,null,null,null,"PERÚ","OC 194-18",2,"2018-10-16T17:20:00",-0.80208333333575865,"5BDBI560M160PU"]
[75,"2018-10-16T12:35:00","CDAH-9/9",0.75,"220/1/60",1175,null,null,null,"PERÚ","OC 194-18",2,"2018-10-16T17:20:00",-0.80208333333575865,"5CDAH9951176PU"]
[76,"2018-10-16T16:26:00","C/DAH-15/15","3/4","220/1/60",325,{"$nulls":4},"10N-012",1,"2018-10-16T17:20:00",-0.96250000000145519,"5CDAH151550325",206412]
[77,"2018-10-16T16:26:00","CRVL-D-14-3/4","3/4","220/1/60",1755,null,null,"220V",null,"10N-012",1,"2018-10-16T17:20:00",-0.96250000000145519,"5CRVLD147M220V",206412]
[78,"2018-10-16T17:21:00","CRHL-T-30",3,"230/3/60",600,{"$nulls":4},"3556",1,"2018-10-16T20:20:00",-0.87569444444670808,"5CRHLT30E06000",206499]
[79,"2018-10-16T17:54:00","CMI-280",1.5,"127/1/60",2900,"CCW",null,null,null,"24173",1,"2018-10-16T20:20:00",-0.898611111115315,"5CMI280702900I",206490]
[80,"2018-10-17T09:27:00","BIL-900|",10,"230/3/60",875,null,null,"CUBREMOTOR","APL","EPB-EXT-003",1,"2018-10-17T22:20:00",-0.46319444444816327,"5BIL900H0875CM"]
[81,"2018-10-17T16:06:00","CLT-18",3,"220/3/60",1850,null,null,"CUBREMOTOR",null,"4000040652",8,"2018-10-17T22:20:00",-0.74027777777519077,"5CLTG18E1850CM",206429]
[82,"2018-10-17T17:26:00","I-WXT-1250-1",1,"220/1/60",450,null,null,"MALLA DESC, SW, PERSIANA DE INY, PTA FILTROS, MONOFASICO",null,"527",2,null,-30994.726388888892,"FORMATO",206429]
[83,"2018-10-17T17:26:00","HIB-1250",0.75,"127/1/60",400,null,null,"SW",null,"527",2,"2018-10-17T22:20:00",-0.79583333333721384,"5HIB12505400S",206429]
[84,"2018-10-18T08:47:00","DAL-V-96-40",40,"460/3/60",377,null,"UB","PTA FILTROS, FILTROS METALICOS",null,"OCT1618-BALCOR",2,"2018-10-18T17:43:00",-0.62777777777955635,"5DLVF96R0377UB",206551]
[85,"2018-10-18T08:47:00","DAL-V-96-40",40,"460/3/60",377,null,null,"PTA FILTROS, FILTROS METALICOS",null,"OCT1618-BALCOR",1,"2018-10-18T17:43:00",-0.62777777777955635,"5DLVF96R0377FI",206551]
[86,"2018-10-18T09:23:00","HGT-800-1/2",0.5,"230/3/60",530,null,null,"WALL HOUSING, MALLA SUCC, PERSIANA DESC",null,"5682",2,"2018-10-18T17:43:00",-0.65277777778101154,"5HGT800LPMH",206527]
[87,"2018-10-18T16:47:00","CLT-10",0.5,"220/3/60",1450,{"$nulls":4},"237-18M",1,"2018-10-18T22:09:00",-0.77638888888759539,"5CLTG109014500",206574]
[88,"2018-10-18T16:47:00","CLT-10",0.5,"220/3/60",1525,{"$nulls":4},"237-18M",1,"2018-10-18T22:09:00",-0.77638888888759539,"5CLTG109015250",206574]
[89,"2018-10-18T16:47:00","CLT-10",0.5,"220/3/60",1350,{"$nulls":4},"237-18M",1,"2018-10-18T22:09:00",-0.77638888888759539,"5CLTG109013500",206574]
[90,"2018-10-18T17:52:00","CRVH-T-24",5,"230/3/60",1075,{"$nulls":4},"18-975",1,"2018-10-18T22:09:00",-0.8215277777708252,"5CRVHT24F01075",206541]
[91,"2018-10-18T17:58:00","CMI-500",1.5,"460/3/60",1431,null,null,"REC. ALTA TEMPERATURA, SELLO Y DISCO DE ENFRIAMIENTO, ARO FLEXIBLE SUCC, BDA DESCARGA CON ACOPLAMIENTO FLEX",null,"NORTE",1,"2018-10-18T22:09:00",-0.82569444444379769,"5CMI500C1431AT"]
[92,"2018-10-18T17:58:00","CMI-450",1.5,"460/3/60",1703,null,null,"REC. ALTA TEMPERATURA, SELLO Y DISCO DE ENFRIAMIENTO, ARO FLEXIBLE SUCC, BDA DESCARGA CON ACOPLAMIENTO FLEX",null,"NORTE",1,"2018-10-18T22:09:00",-0.82569444444379769,"5CMI450C1703AT"]
[93,"2018-10-19T08:36:00","DAL-V-96-20",20,"460/3/60",348,null,"UB","PTA FLTROS, FILTROS MERV 13, LV, SW",null,"S&P0002",1,"2018-10-19T22:37:00",-0.41597222221753327,"5DLVF96N0348UB"]
[94,"2018-10-19T10:51:00","CLT-12",0.75,"220/3/60",1475,null,null,"CUBREMOTOR",null,"AS-17-10-2018","1","2018-10-19T22:37:00",-0.50972222221753327,"5CLTG12A1475CM",206594]
[95,"2018-10-19T11:04:00","CLT-22",2,"220/3/60",1000,null,null,"MALLA SUCC Y DESCARGA, CUBREMOTOR",null,"0207712",3,"2018-10-22T22:41:00",0.48402777778392192,"5CLTG22D1000MA",206598]
[96,"2018-10-19T17:55:00","CRHL-T-18",1.5,"220/1/60",1100,{"$nulls":4},"P-234-18M",1,"2018-10-19T22:37:00",-0.80416666666860692,"5CRHLT18701100",206628]
[97,"2018-10-19T18:01:00","HGT-1800-15",15,"460/3/60",440,null,null,"460V",null,"932P-1",2,"2018-10-19T22:37:00",-0.80833333333430346,"5HGT180015460V",206632]
[98,"2018-10-22T10:07:00","APF-4000/22","-","-","-",null,null,"1 ETAPA FILTROS METALICOS Y 2 ETAPA PLISADOS MERV 8",null,"19885",1,"2018-10-22T15:26:00",-0.77847222222044365,"5APF-400022FI",206592]
[99,"2018-10-22T12:33:00","CRVH-T-18",2,"127/1/60",1600,{"$nulls":4},"40697-1",3,null,-30997.522916666669,"EXISTE",206653]
[100,"2018-10-22T12:36:00","C/DAHF2-18/18",2,"230/3/60",825,{"$nulls":4},"5696",1,"2018-10-22T15:26:00",-0.88194444444525288,"5CDAHF218D0825",206659]
[101,"2018-10-22T12:57:00","CCK-7/7",0.33333333333333331,"127/1/60",1075,{"$nulls":4},"072012",1,"2018-10-22T15:26:00",-0.89652777777519077,"5CCK7730107500"]
[102,"2018-10-22T12:57:00","CCK-7/7",0.5,"127/1/60",1150,{"$nulls":4},"072012",1,"2018-10-22T15:26:00",-0.89652777777519077,"5CCK7740115000"]
[103,"2018-10-22T14:33:00","HXT-500/L",0.5,"480/3/60",1650,null,null,"MOTOR: 2-MO-060V",null,"1964054",1,"2018-10-22T15:26:00",-0.96319444444088731,"5HXT500L480V",206660]
[104,"2018-10-23T15:39:00","CRHL-T-22",0.25,"127/1/60",425,{"$nulls":4},"9986",1,"2018-10-24T19:48:00",0.17291666666278616,"5CRHLT22204250",206694]
[105,"2018-10-23T15:39:00","C/DAHF2-9/9",0.33333333333333331,"127/1/60",875,{"$nulls":4},"9986",1,"2018-10-24T19:48:00",{"$f":"NETWORKDAYS(B106,M106)+((M106-B106)-INT(M106-B106))-2","v":0.17291666666278616},"5CDAHF29930875",206694]
[106,"2018-10-23T16:28:00","CMI-400",1.5,"230/3/60",1650,"CCW",null,null,null,"6713",1,"2018-10-24T19:48:00",{"$f":"NETWORKDAYS(B107,M107)+((M107-B107)-INT(M107-B107))-2","v":0.13888888888322981},"5CMI400C01650I",206696]
[107,"2018-10-24T08:35:00","C/DAVF1-9/9",0.5,"220/3/60",1145,null,null,"1° ETAPA FILTROS MERV 7",null,"7-23-10-18",1,"2018-10-24T15:37:00",{"$f":"NETWORKDAYS(B108,M108)+((M108-B108)-INT(M108-B108))-2","v":-0.70694444444961846},"5CDAVF19991145",206720]
[108,"2018-10-24T10:02:00","BIL-315",0.5,"220/3/60",1973,{"$nulls":4},"840",1,"2018-10-24T15:37:00",{"$f":"NETWORKDAYS(B109,M109)+((M109-B109)-INT(M109-B109))-2","v":-0.76736111111677019},"5BIL3159019730"]
[109,"2018-10-24","CRVL-T-10",0.25,"220/1/60",925,{"$nulls":4},"121018",1,"2018-10-25T07:56:00",{"$f":"NETWORKDAYS(B110,M110)+((M110-B110)-INT(M110-B110))-2","v":0.33055555555620231},"5CRVLT10209250",206752]
[110,"2018-10-24T17:27:00","CCR-18/18",3,"230/3/60",700,{"$nulls":4},"0200",1,"2018-10-25T07:56:00",0.60347222222480923,"5CCR1818E07000",206721]
[111,"2018-10-25T15:24:00","HXT/6-630/H",0.75,"460/3/60",1135,null,null,"460V",null,"2368",1,"2018-10-26T09:46:00",0.76527777777664596,"5HXT6630H460V",206795]
[112,"2018-10-25T15:30:00","CRVL-T-16",1.5,"220/1/60",1450,{"$nulls":4},"9721",1,"2018-10-26T09:46:00",0.76111111111094942,"5CRVLT16701450",206796]
[113,"2018-10-25T15:45:00","DAL-H-45-5",5,"220/3/60",272,{"$nulls":4},"131018",2,"2018-10-26T09:46:00",0.75069444444670808,"5UDLHF45F02720",206797]
[114,"2018-10-25T17:41:00","C/DAH-15/15","1 1/2","230/3/60",625,null,null,"EPOX, PV","SF","MUNDO MAYA",1,"2018-10-26T09:46:00",0.67013888889050577,"5CDAH1515C6EPX"]
[115,"2018-10-25T17:41:00","CMI-560","1 1/2","230/3/60",925,"CCW",null,"MALLA DESC, EPOX, PV","SF","MUNDO MAYA",1,"2018-10-26T09:46:00",0.67013888889050577,"5CMI560C925EPX"]
[116,"2018-10-26T13:09:00","CRVLT-10",0.33333333333333331,"460/3/60",1700,null,null,"PV,SW,REJ PROT, TG","WM","SC VALLE ORIENTE",1,"2018-10-26T15:34:00",-0.89930555556202307,"5CRVLT10T170WM"]
[117,"2018-10-26T13:32:00","CLT-15",0.75,"230/3/60",1150,null,null,"PV,SW","WM","MB COBÁ-TULUM",2,"2018-10-26T15:34:00",-0.91527777777810115,"5CLTG15A0115WM"]
[118,"2018-10-26T14:16:00","CMI-315",0.75,"127/1/60",1950,null,null,"PV,SW,PI,TD","CINEPOLIS","C. ZARAGOZA PLAZA AEROPUERTO",1,"2018-10-26T15:34:00",-0.94583333333866904,"5CMI31551950CN"]
[119,"2018-10-26T14:16:00","CRHLT-22",1,"230/3/60",850,null,null,"PV,SW","CINEPOLIS","C. ZARAGOZA PLAZA AEROPUERTO",1,"2018-10-26T15:34:00",-0.94583333333866904,"5CRHLT22B850CN"]
[120,"2018-10-26T15:11:00","CST-1300",1,"440/3/60",3460,null,null,"440V",null,"N40-308-OC-1-007",1,"2018-10-26T15:34:00",-0.98402777778392192,"5CST-1300440V",206832]
[121,"2018-10-26T15:52:00","C/DAHF1-18/18",3,"460/3/60",650,null,null,"1°ETAPA FILTROS MERV 8",null,"4000041142",1,"2018-10-27T20:48:00",-0.79444444444379769,"5CDAHF118E0650",206847]
[122,"2018-10-29T08:07:00","CMI-630","5","230/3/60",1150,null,"UB",null,null,"1647",1,"2018-10-29T14:34:00",-0.73124999999708962,"5CMI630F1151UB",206754]
[123,"2018-10-29T08:07:00","CMI-450","2","230/3/60",1575,null,"UB",null,null,"1647",2,"2018-10-29T14:34:00",-0.73124999999708962,"5CMI450D1575UB",206754]
[124,"2018-10-29T11:35:00","CRVLT-18",1.5,"230/3/60",1475,null,null,"PV,SW,REJ PROT, TG","CINEPOLIS","C. DELICIAS",1,"2018-10-29T14:34:00",-0.87569444444670808,"5CRVLT18C147CN"]
[125,"2018-10-29T12:20:00","DA-15/15",1.5,"127/1/60",635,{"$nulls":4},"145015114",1,"2018-10-29T14:34:00",-0.90694444444670808,"5DA15157063500",206878]
[126,"2018-10-29T15:12:00","TGT/6-1250-6/25",25,"230/3/60",1150,null,null,"ANGULO M",null,"5705",3,"2018-10-30T10:53:00",0.82013888889196096,"5TGT61250626M",206837]
[127,"2018-10-29T15:50:00","CRVL-T-26",1.5,"230/3/60",675,{"$nulls":4},"1427605",1,"2018-10-30T10:53:00",0.79375000000436557,"5CRVLT26C06760",206891]
[128,"2018-10-30T15:19:00","C/DAVF1-18/18",5,"220/3/60",620,{"$nulls":4},"1544",1,"2018-10-31T08:20:00",0.70902777777519077,"5CDAVF118F0620",206928]
[129,"2018-10-30T15:29:00","CRHH-T-18",2,"230/3/60",1425,{"$nulls":4},"145015024",3,"2018-10-31T08:20:00",0.70208333332993789,"5CRHHT18D01425",206929]
[130,"2018-10-30T15:57:00","CRVH-T-16",2,"230/3/60",1750,{"$nulls":4},"10N-029",1,"2018-10-31T08:20:00",0.68263888888759539,"5CRVHT16D01750",20698]
[131,"2018-10-30T15:57:00","CLT-10",0.5,"127/1/60",1350,{"$nulls":4},"291",1,"2018-10-31T08:20:00",0.68263888888759539,"5CLTG104013500",206939]
[132,"2018-10-30T15:57:00","DAL-H-9-1",1,"220/1/60",675,null,null,"BOMBA MF, QUEDA PENDIENTE MOTOR FAVOR DE INDICARLO",null,"HSR18-09-166",1,"2018-10-31T08:20:00",0.68263888888759539,"5UDLHF96067500",206821]
[133,"2018-10-30T17:36:00","CRHL-T-12",0.5,"220/3/60",1675,{"$nulls":4},"2667",2,"2018-10-31T08:20:00",0.61388888888905058,"5CRHLT12901675",206956]
[134,"2018-10-31T14:25:00","CME-250",0.25,"127/1/60",1346,null,null,"ARREGLO AMCA C, MOTOR DE LINEA",null,"1496",1,"2018-10-31T16:41:00",-0.90555555555329192,"5CME250213AMCA",206996]
[135,"2018-10-31T14:25:00","CMI-400",0.25,"127/1/60",1088,{"$nulls":4},"1496",1,"2018-10-31T16:41:00",-0.90555555555329192,"5CMI4002010880",206996]
[136,"2018-10-31T16:09:00","BIL-710",10,"230/3/60",1200,{"$nulls":4},"SOP07318",1,"2018-10-31T16:41:00",-0.97777777777810115,"5BIL710H012000",207009]
[137,{"$nulls":12},-2]
[138,{"$nulls":12},-2]
[139,{"$nulls":12},-2]
[140,{"$nulls":12},-2]
[141,{"$nulls":12},-2]
[142,{"$nulls":12},-2]
[143,{"$nulls":12},-2]
[144,{"$nulls":12},-2]
[145,{"$nulls":12},-2]
[146,{"$nulls":12},-2]
[147,{"$nulls":12},-2]
[148,{"$nulls":12},-2]
[149,{"$nulls":12},-2]
[150,{"$nulls":12},-2]
[151,{"$nulls":12},-2]
[152,{"$nulls":12},-2]
[153,{"$nulls":12},-2]
[154]
[155]
[156]
[157]
[158]
[159]
[160]
[161]
[162]
[163]
[164]
[165]
[166]
[167]
[168]
[169]
[170]
[171]
[172]
[173]
[174]
[175]
[176]
[177]
[178]
[179]
[180]
[181]
[182]
[183]
[184]
[185]
[186]
[187]
[188]
[189]
[190]
[191]
[192]
[193]
[194]
[195]
[196]
[197]
[198]
[199]
[200]
[201]
[202]
[203]
[204]
[205]
[206]
[207]
[208]
[209]
[210]
[211]
[212]
[213]
[214]
[215]
[216]
[217]
[218]
[219]
[220]
[221]
[222]
[223]
[224]
[225]
[226]
[227]
[228]
[229]
[230]
[231]
[232]
[233]
[234]
[235]
[236]
[237]
[238]
[239]
[240]
[241]
[242]
[243]
[244]
[245]
[246]
[247]
[248]
[249]
[250]
[251]
[252]
[253]
[254]
[255]
[256]
[257]
[258]
[259]
[260]
[261]
[262]
[263]
[264]
[265]
[266]
[267]
[268]
[269]
[270]
[271]
[272]
[273]
[274]
[275]
[276]
[277]
[278]
[279]
[280]
[281]
[282]
[283]
[284]
[285]
[286]
[287]
[288]
[289]
[290]
[291]
[292]
[293]
[294]
[295]
[296]
[297]
[298]
[299]
[300]
[301]
[302]
[303]
[304]
[305]
[306]
[307]
[308]
[309]
[310]
[311]
[312]
[313]
[314]
[315]
[316]
[317]
[318]
[319]
[320]
[321]
[322]
[323]
[324,{"$nulls":12},{"$f":"NETWORKDAYS(B321,M325)+((M325-B321)-INT(M325-B321))-2","v":-2}]
[325,{"$nulls":12},-2]
[326,{"$nulls":12},-2]
[327,{"$nulls":12},-2]
[328,{"$nulls":12},-2]
[329,{"$nulls":12},-2]
[330,{"$nulls":12},-2]
[331,{"$nulls":12},-2]
[332,{"$nulls":12},-2]
[333,{"$nulls":12},-2]
[334,{"$nulls":12},-2]
[335,{"$nulls":12},-2]
[336,{"$nulls":12},-2]
[337,{"$nulls":12},-2]
[338,{"$nulls":12},-2]
[339,{"$nulls":12},-2]
[340,{"$nulls":12},-2]
[341,{"$nulls":12},-2]
[342,{"$nulls":12},-2]
[343,{"$nulls":12},-2]
[344,{"$nulls":12},-2]
[345,{"$nulls":12},-2]
[346,{"$nulls":12},-2]
[347,{"$nulls":12},-2]
[348,{"$nulls":12},-2]
[349,{"$nulls":12},-2]
[350,{"$nulls":12},-2]
[351,{"$nulls":12},-2]
[352,{"$nulls":12},-2]
[353,{"$nulls":12},-2]
[354,{"$nulls":12},-2]
[355,{"$nulls":12},-2]
[356,{"$nulls":12},-2]
[357,{"$nulls":12},-2]
[358,{"$nulls":12},-2]
[359,{"$nulls":12},-2]
[360,{"$nulls":12},-2]
[361,{"$nulls":12},-2]
[362,{"$nulls":12},-2]
[363,{"$nulls":12},-2]
[364,{"$nulls":12},-2]
[365,{"$nulls":12},-2]
[366,{"$nulls":12},-2]
[367,{"$nulls":12},-2]
[368,{"$nulls":12},-2]
[369,{"$nulls":12},-2]
[370,{"$nulls":12},-2]
[371,{"$nulls":12},-2]
[372,{"$nulls":12},-2]
[373,{"$nulls":12},-2]
[374,{"$nulls":12},-2]
[375,{"$nulls":12},-2]
[376,{"$nulls":12},-2]
[377,{"$nulls":12},-2]
[378,{"$nulls":12},-2]
[379,{"$nulls":12},-2]
[380,{"$nulls":12},-2]
[381,{"$nulls":12},-2]
[382,{"$nulls":12},-2]
[383,{"$nulls":12},-2]
[384,{"$nulls":12},-2]
[385,{"$nulls":12},-2]
[386,{"$nulls":12},-2]
[387,{"$nulls":12},-2]
[388,{"$nulls":12},{"$f":"NETWORKDAYS(B385,M389)+((M389-B385)-INT(M389-B385))-2","v":-2}]
[389,{"$nulls":12},-2]
[390,{"$nulls":12},-2]
[391,{"$nulls":12},-2]
[392,{"$nulls":12},-2]
[393,{"$nulls":12},-2]
[394,{"$nulls":12},-2]
[395,{"$nulls":12},-2]
[396,{"$nulls":12},-2]
[397,{"$nulls":12},-2]
[398,{"$nulls":12},-2]
[399,{"$nulls":12},-2]
[400,{"$nulls":12},-2]
[401]

{"sheet":"NOVIEMBRE 2018","index":10,"n_rows":397,"n_cols":17,"rows_kept":397,"cut":false,"hidden":false,"merged":[]}
["ITEM","FECHA SOLICITADA","EQUIPO","HP","VOLTAJE","RPM","GIRO","DESCARGA","OBSERVACIONES","CLIENTE","OC CLIENTE","CANTIDADES","FECHA DE SALIDA","TIEMPO en DIAS","CODIGO","NUMERO DE PEDIDO","FECHA PLANEACIÓN"]
[1,"2018-11-01T11:36:00","CLT-10",0.25,"127/1/60",1350,null,null,"PV,SW","WM","MB ESPERANZA",1,"2018-11-01T15:12:00",{"$f":"NETWORKDAYS(B2,M2)+((M2-B2)-INT(M2-B2))-2","v":-0.84999999999854481},"5CLTG1021350WM"]
[2,"2018-11-05T10:58:00","CRHLT-10",0.5,"127/1/60",1750,null,null,"PV,SW","CINEPOLIS","C. VILLA DEL MAR VERACRUZ",1,"2018-11-05T15:06:00",-0.82777777777664596,"5CRHLT104175CN"]
[3,"2018-11-05T12:52:00","CMI-280",1,"220/3/60",3050,{"$nulls":4},"1877",1,"2018-11-05T15:06:00",-0.90694444444670808,"5CMI280B030500",207134]
[4,"2018-11-05T13:17:00","CMI-710",15,"220/3/60",1273,{"$nulls":4},"18C-769 VGSC",1,"2018-11-05T15:06:00",-0.92430555555620231,"5CMI710M012730",207101]
[5,"2018-11-05T17:59:00","CRVLT-18",1,"220/1/60",1275,{"$nulls":4},"181101",1,"2018-11-06T15:04:00",0.87847222222626442,"5CRVLT18601275",207153]
[6,"2018-11-06T17:03:00","CRWL-T-16",0.5,"440/3/60",1150,{"$nulls":4},"0195",1,"2018-11-06T22:33:00",-0.77083333333575865,"5CRWLT16901150",207195]
[7,"2018-11-07T15:49:00","CLT-15",3,"230/3/60",2080,{"$nulls":4},"919P-1",3,"2018-11-07T20:14:00",-0.81597222222626442,"5CLTG15E020800",207237]
[8,"2018-11-07T17:17:00","CRHLT-12",0.33333333333333298,"127/1/60",1290,{"$nulls":4},"61724",1,"2018-11-07T20:14:00",-0.87708333333284827,"5CRHLT12301290",207252]
[9,"2018-11-07T17:40:00","CMI-315",2,"440/3/60",2225,null,null,"MOTOR INVERTER DUTY: 2-MO-024",null,"1694",1,"2018-11-07T20:14:00",-0.89305555555620231,"5CMI315D022250"]
[10,"2018-11-07T17:40:00","CMI-400",5,"440/3/60",2425,null,null,"MOTOR INVERTER DUTY: 2-MO-054",null,"1694",1,"2018-11-07T20:14:00",-0.89305555555620231,"5CMI400F024250"]
[11,"2018-11-07T17:40:00","CME-250",0.25,"127/1/60",1346,"CCW",null,"ARREGLO AMCA C, MOTOR DE LINEA",null,"1500",1,"2018-11-07T20:14:00",-0.89305555555620231,"5CME250214AMCA"]
[12,"2018-11-08T12:45:00","C/DAVF1-18/18","2","220/3/60",545,{"$nulls":4},"181989",5,"2018-11-08T17:31:00",-0.80138888888905058,"5CDAVF118D0545"]
[13,"2018-11-08T12:45:00","C/DAVF1-25/25","10","220/3/60",538,{"$nulls":4},"181989",2,"2018-11-08T17:31:00",-0.80138888888905058,"5CDAVF125H0538"]
[14,"2018-11-09T08:59:00","C/DAHF1-9/9",1.5,"127/1/60",1400,{"$nulls":4},"24355",1,"2018-11-09T15:54:00",-0.71180555555474712,"5CDAHF19971400",207168]
[15,"2018-11-09T09:10:00","C/DAH-9/9",1,"127/1/60",1300,{"$nulls":4},"021118",1,"2018-11-09T15:54:00",-0.71944444444670808,"5CDAH996013000"]
[16,"2018-11-09T16:51:00","BDB-710",10,"230/3/60",1275,{"$nulls":4},"1699",1,"2018-11-09T17:48:00",-0.96041666666133096,"5BDBI710H01275",207324]
[17,"2018-11-12T15:22:00","C/DAVF2-20/20","3","230/3/60","700",null,null,"PINT, PV, ","SF","PASEO EL MOLINO",1,"2018-11-12T22:14:00",-0.71388888888759539,"5CDAVF220E700P"]
[18,"2018-11-12T15:22:00","C/DAH-15/15","1","230/3/60","575",null,null,"PINT, PV, ","SF","PASEO EL MOLINO",1,"2018-11-12T22:14:00",-0.71388888888759539,"5CDAH1515B575P"]
[19,"2018-11-12T15:22:00","CMI-630","1 1/2","230/3/60","800","CCW",null,"PV, MALLA DESC","SF","PASEO EL MOLINO",1,"2018-11-12T22:14:00",-0.71388888888759539,"5CMI630C08000I"]
[20,"2018-11-13T10:49:00","CRHLT-18",0.75,"220/3/60",1200,null,null,"PV,SW","WM","SAMS VILLA JARDIN",1,"2018-11-13T17:40:00",-0.71458333333430346,"5CRHLT18A120WM"]
[21,"2018-11-13T16:22:00","TGT/6-1000-9/7.5",7.5,"220/3/60",1150,null,null,"ANGULO J",null,"0366",1,"2018-11-13T17:40:00",-0.94583333333139308,"5TGT61000975J",207400]
[22,"2018-11-14T18:03:00","CDAVF1-20/20",2,"460/3/60",375,null,null,"PV,SW,LV","WM","BA RICARDO ANAYA",1,"2018-11-14T22:05:00",-0.8319444444423425,"5CDAVF120D37WM"]
[23,"2018-11-15T11:24:00","CMI-355",0.75,"127/1/60",1725,null,"UB",null,null,"1659A",1,"2018-11-15T20:05:00",-0.63819444444379769,"5CMI35551725UB",207451]
[24,"2018-11-15T11:33:00","CLT-10",0.25,"127/1/60",1100,null,null,"PV,SW","WM","CEDIS MONTERREY",1,"2018-11-15T20:05:00",-0.6444444444423425,"5CLTG1021100WM"]
[25,"2018-11-15T11:42:00","CLT-12",1,"230/3/60",1475,{"$nulls":4},"19119",1,"2018-11-15T20:05:00",-0.65069444444816327,"5CLTG12B014750",207456]
[26,"2018-11-15T16:00:00","CRHL-T-26",1.5,"230/3/60",675,{"$nulls":4},"1427605",1,"2018-11-15T16:59:00",{"$f":"NETWORKDAYS(B28,M27)+((M27-B28)-INT(M27-B28))-2","v":-0.97569444444525288},"5CRHLT26C06750",206891]
[27,"2018-11-15T16:24:00","CRVLT-14",0.75,"460/3/60",1700,null,null,"PV,SW,REJ PROT, TG","WM","SC TAMPICO ",1,"2018-11-16T17:12:00",-0.64652777777519077,"5CRVLT14A170WM"]
[28,"2018-11-16T08:43:00","CDAVF1-18/18",2,"460/3/60",625,null,null,"PV,SW,LV","WM","SC TAMPICO ",1,"2018-11-16T17:12:00",-0.64652777777519077,"5CDAVF118D62WM"]
[29,"2018-11-16T08:43:00","CDAVF1-18/18",3,"460/3/60",650,null,null,"PV,SW,LV","WM","SC TAMPICO ",1,"2018-11-16T17:12:00",-0.64652777777519077,"5CDAVF118E06WM"]
[30,"2018-11-16T08:43:00","CME-560","-","-","-",null,null,"S/M, ARREGLO ANTICHISPA AMCA C, SELLO NYLAMID",null,"18Q-144 VF",1,null,-31016.418749999997,"EXISTE",207481]
[31,"2018-11-16T10:03:00","CMI-355",0.75,"127/1/60",1425,null,"UB",null,null,"1659A",1,"2018-11-16T17:12:00",-0.90902777777955635,"5CMI35551425UB",207451]
[32,"2018-11-16T15:01:00","CMI-1120","15","460/3/60","675",null,null,"MALLA SUCC, SW",null,"767",1,"2018-11-16T17:12:00",-0.90902777777955635,"5CMI1120M675MA"]
[33,"2018-11-16T15:01:00","CMI-900","7 1/2"," ","800",null,null,"MALLA SUCC, SW",null,"767",1,"2018-11-16T17:12:00",-0.90902777777955635,"5CMI900G0800MA"]
[34,"2018-11-16T15:01:00","CMI-900","7 1/2","460/3/60","800",null,null,"MALLA SUCC, SW",null,"767",1,null,-31016.74722222222,"REPETIDO"]
[35,"2018-11-16T17:56:00","CMI-450",0.75,"127/1/60",1425,null,"UB",null,null,"1659A",1,"2018-11-16T21:19:00",{"$error":"#VALUE!"},"5CMI45051425UB",207451]
[36,"20/11/18 9.59","CMI-450",1.5,"230/3/60",1425,null,"UB",null,null,"1659A",1,"2018-11-21T11:28:00",5.2083333335758653E-2,"5CMI450C1425UB"]
[37,"2018-11-20T10:13:00","CMI-630",7.5,"230/3/60",950,{"$nulls":4},"1-47742",1,"2018-11-21T11:28:00",2.0833333335758653E-2,"5CMI630G095000",207540]
[38,"2018-11-20T10:58:00","CRHH-T-26","5","230/3/60",925,{"$nulls":4},"3562",1,"2018-11-21T11:28:00",2.0833333335758653E-2,"5CRHHT26F09250",207546]
[39,"2018-11-20T10:58:00","CRHL-T-12","1/4","230/3/60",1100,{"$nulls":4},"3562",1,"2018-11-21T11:28:00",2.0833333335758653E-2,"5CRHLT12801100",207546]
[40,"2018-11-20T10:58:00","CRHH-T-14","1","230/3/60",1900,{"$nulls":4},"3562",1,"2018-11-21T11:28:00",0.85763888889050577,"5CRHHT14B01900",207546]
[41,"2018-11-20T14:53:00","CMI-710",15,"230/3/60",1273,null,"UB",null,null,"18C-768 VGSC",1,"2018-11-21T11:28:00",-0.90555555555329192,"5CMI710M1273UB",207101]
[42,"2018-11-21T09:12:00","CRVH-T-22",3,"230/3/60",1150,null,null,"MOTOR APEX: 2-MO-067XUS, TG",null,"1427835",1,"2018-11-22T19:49:00",0.34930555555183673,"5CRVHT22E115TG"]
[43,"2018-11-21T11:26:00","CLT-22",2,"230/3/60",1178,{"$nulls":4},"17150",2,"2018-11-22T19:49:00",-0.65902777777955635,"5CLTG22D012000"]
[44,"2018-11-22T11:38:00","CMI-710",10,"230/3/60",1350,null,"UB",null,null,"SOP07818",1,"2018-11-23T15:24:00",0.14930555556202307,"5CMI710H1350UB"]
[45,"2018-11-22T11:49:00","C/DAHF2-20/20",5,"230/3/60",775,null,null,"2°ETAPA FILTROS MERV 13",null,"00511",1,"2018-11-23T15:24:00",0.14930555556202307,"5CDAHF220F0776"]
[46,"2018-11-22T11:49:00","CRVH-T-24",3,"230/3/60",975,{"$nulls":4},"00511",1,"2018-11-23T15:24:00",1.1805555557657499E-2,"5CRVHT24E09750"]
[47,"2018-11-22T15:07:00","CRVL-T-33",3,"230/3/60",510,{"$nulls":4},"181122-01",1,"2018-11-23T15:24:00",0.95902777778246673,"5CRVLT33E05100"]
[48,"2018-11-22T16:23:00","HGT-100-1 1/2",1.5,"460/3/60",700,null,null,"460 V",null,"2378",5,"2018-11-23T15:24:00",0.94444444444525288,"5HGT1000460V"]
[49,"2018-11-22T16:44:00","CLT-15",1,"127/1/60",1350,null,null,"CUBREMOTOR",null,"4000041966",1,"2018-11-23T15:24:00",{"$f":"NETWORKDAYS(B52,M50)+((M50-B52)-INT(M50-B52))-2","v":-0.91805555555038154},"5CLTG1561350CM",207648]
[50,"2018-11-23T09:26:00","C/DAHF2-12/12",1,"230/3/60",900,null,null,"2°ETAPA FILTROS MERV 13",null,"769",1,"2018-11-23T15:24:00",-0.91041666666569654,"5CDAHF212B0900",207620]
[51,"2018-11-23T13:26:00","CLT-12",0.5,"127/1/60",1400,null,null,"CUBREMOTOR",null,"61827",2,"2018-11-23T15:24:00",-3.0555555553291924E-2,"5CLTG1241400CM",207653]
[52,"2018-11-23T13:15:00","CLT-12",0.25,"127/1/60",1175,null,null,"CUBREMOTOR",null,"61827",1,"2018-11-23T15:24:00",-3.7388888888890506,"5CLTG1221175CM",207653]
[53,"2018-11-23T16:08:00","CRVH-T-12",0.75,"220/1/60",1800,{"$nulls":4},"182041",1,"2018-11-24T08:06:00",-2.2013888888905058,"5CRVHT12501800"]
[54,"2018-11-26T09:08:00","CRHL-T-12",0.25,"220/1/60",675,{"$nulls":4},"182015",2,"2018-11-27T14:50:00",-0.88819444444379769,"5CRHLT12206750",207465]
[55,"2018-11-26T12:56:00","DAL-V-96-30",30,"230/3/60",360,null,null,"USAR MOTOR US: 2-MO-083DUS",null,"10336A",10,"2018-11-27T14:50:00",-0.91180555555911269,"5DLVF96Q036000"]
[56,"2018-11-27T12:09:00","PLE-354",10,"230/3/60",1765,null,null,"USAR MOTOR US: 2-MO-507XUS",null,null,null,"2018-11-27T15:19:00",-0.91458333333139308,"5PLE354APX"]
[57,"2018-11-27T12:43:00","CMI-630","5","230/3/60",1480,{"$nulls":4},"70",1,"2018-11-27T15:19:00",-0.91458333333139308,"5CMI630F014800"]
[58,"2018-11-27T13:16:00","CMI-450","3","230/3/60",1425,{"$nulls":4},"70",1,"2018-11-27T15:19:00",-4.9388888888861402,"5CMI450E014250"]
[59,"2018-11-27T13:16:00","CLT-15",0.5,"230/3/60",1000,null,null,"CUBREMOTOR",null,"JREA-2018-11-028",1,"2018-11-27T15:19:00",-5.1291666666656965,"5CLTG1591001CM"]
[60,"2018-11-29T13:51:00","CMI-1250",5,"230/3/60",350,null,null,"RESORTES","PROYECTO DOGO","OC 100",1,"2018-11-29T14:52:00",-3.1479166666686069,"5CMI1250F03500"]
[61,"2018-11-30T18:25:00","C/DAVF2-9/9","3/4","230/3/60",1175,{"$nulls":4},"OC 454",1,"2018-12-04T17:17:00",1.952777777776646,"5CDAVF299A1175"]
[62,"2018-11-30T18:25:00","C/DAVF2-12/12","3/4","127/1/60",950,{"$nulls":4},"OC 454",1,"2018-12-04T17:17:00",1.952777777776646,"5CDAVF21250950"]
[63,"2018-11-30T18:25:00","C/DAVF2-18/18","5","460/3/60",800,{"$nulls":4},"OC 454",1,"2018-12-04T17:17:00",1.9493055555503815,"5CDAVF218F0800"]
[64,"2018-11-30T18:25:00","C/DAVF2-12/12","1","460/3/60",1100,{"$nulls":4},"OC 454",1,"2018-12-04T17:17:00",9.1666666667151731E-2,"5CDAVF212B1101"]
[65,"2018-11-30T18:30:00","CMA-315",3,"220/3/60",2900,{"$nulls":4},"OC A-888",1,"2018-12-04T17:17:00",3.7499999998544808E-2,"5CMAI315E02900"]
[66,"2018-12-03T15:05:00","DAL-V-25-3",3,"220/3/60",425,{"$nulls":4},"50667",2,"2018-12-04T17:17:00",31025.720138888886,"5UDLVF25E04250",207977]
[67,"2018-12-03T16:23:00","CMI-1120",20,"460/3/60",775,{"$nulls":4},"1724",1,"2018-12-04T17:17:00",31025.720138888886,"5CMI1120N07750",207991]
[68,{"$nulls":12},-2]
[69,{"$nulls":12},-2]
[70,{"$nulls":12},-2]
[71,{"$nulls":12},-2]
[72,{"$nulls":12},-2]
[73,{"$nulls":12},-2]
[74,{"$nulls":12},-2]
[75,{"$nulls":12},-2]
[76,{"$nulls":12},-2]
[77,{"$nulls":12},-2]
[78,{"$nulls":12},-2]
[79,{"$nulls":12},-2]
[80,{"$nulls":12},-2]
[81,{"$nulls":12},-2]
[82,{"$nulls":12},-2]
[83,{"$nulls":12},-2]
[84,{"$nulls":12},-2]
[85,{"$nulls":12},-2]
[86,{"$nulls":12},-2]
[87,{"$nulls":12},-2]
[88,{"$nulls":12},-2]
[89,{"$nulls":12},-2]
[90,{"$nulls":12},-2]
[91,{"$nulls":12},-2]
[92,{"$nulls":12},-2]
[93,{"$nulls":12},-2]
[94,{"$nulls":12},-2]
[95,{"$nulls":12},-2]
[96,{"$nulls":12},-2]
[97,{"$nulls":12},-2]
[98,{"$nulls":12},-2]
[99,{"$nulls":12},-2]
[100,{"$nulls":12},-2]
[101,{"$nulls":12},-2]
[102,{"$nulls":12},-2]
[103,{"$nulls":12},-2]
[104,{"$nulls":12},-2]
[105,{"$nulls":12},-2]
[106,{"$nulls":12},-2]
[107,{"$nulls":12},-2]
[108,{"$nulls":12},-2]
[109,{"$nulls":12},-2]
[110,{"$nulls":12},-2]
[111,{"$nulls":12},-2]
[112,{"$nulls":12},-2]
[113,{"$nulls":12},{"$f":"NETWORKDAYS(B116,M114)+((M114-B116)-INT(M114-B116))-2","v":-2}]
[114,{"$nulls":12},-2]
[115,{"$nulls":12},-2]
[116,{"$nulls":12},-2]
[117,{"$nulls":12},-2]
[118,{"$nulls":12},-2]
[119,{"$nulls":12},-2]
[120,{"$nulls":12},-2]
[121,{"$nulls":12},-2]
[122,{"$nulls":12},-2]
[123,{"$nulls":12},-2]
[124,{"$nulls":12},-2]
[125,{"$nulls":12},-2]
[126,{"$nulls":12},-2]
[127,{"$nulls":12},-2]
[128,{"$nulls":12},-2]
[129,{"$nulls":12},-2]
[130,{"$nulls":12},-2]
[131,{"$nulls":12},-2]
[132,{"$nulls":12},-2]
[133,{"$nulls":12},-2]
[134,{"$nulls":12},-2]
[135,{"$nulls":12},-2]
[136,{"$nulls":12},-2]
[137,{"$nulls":12},-2]
[138,{"$nulls":12},-2]
[139,{"$nulls":12},-2]
[140,{"$nulls":12},-2]
[141,{"$nulls":12},-2]
[142,{"$nulls":12},-2]
[143,{"$nulls":12},-2]
[144,{"$nulls":12},-2]
[145,{"$nulls":12},-2]
[146,{"$nulls":12},-2]
[147,{"$nulls":12},-2]
[148,{"$nulls":12},-2]
[149,{"$nulls":12},-2]
[150,{"$nulls":12},-2]
[151,{"$nulls":12},-2]
[152,{"$nulls":12},-2]
[153,{"$nulls":12},-2]
[154,{"$nulls":12},-2]
[155,{"$nulls":12},-2]
[156,{"$nulls":12},-2]
[157,{"$nulls":12},-2]
[158,{"$nulls":12},-2]
[159,{"$nulls":12},-2]
[160,{"$nulls":12},-2]
[161,{"$nulls":12},-2]
[162,{"$nulls":12},-2]
[163,{"$nulls":12},-2]
[164,{"$nulls":12},-2]
[165,{"$nulls":12},-2]
[166,{"$nulls":12},-2]
[167,{"$nulls":12},-2]
[168,{"$nulls":12},-2]
[169,{"$nulls":12},-2]
[170,{"$nulls":12},-2]
[171,{"$nulls":12},-2]
[172,{"$nulls":12},-2]
[173,{"$nulls":12},-2]
[174,{"$nulls":12},-2]
[175,{"$nulls":12},-2]
[176,{"$nulls":12},-2]
[177,{"$nulls":12},{"$f":"NETWORKDAYS(B180,M178)+((M178-B180)-INT(M178-B180))-2","v":-2}]
[178,{"$nulls":12},-2]
[179,{"$nulls":12},-2]
[180,{"$nulls":12},-2]
[181,{"$nulls":12},-2]
[182,{"$nulls":12},-2]
[183,{"$nulls":12},-2]
[184,{"$nulls":12},-2]
[185,{"$nulls":12},-2]
[186,{"$nulls":12},-2]
[187,{"$nulls":12},-2]
[188,{"$nulls":12},-2]
[189,{"$nulls":12},-2]
[190,{"$nulls":12},-2]
[191,{"$nulls":12},-2]
[192,{"$nulls":12},-2]
[193,{"$nulls":12},-2]
[194,{"$nulls":12},-2]
[195,{"$nulls":12},-2]
[196,{"$nulls":12},-2]
[197,{"$nulls":12},-2]
[198,{"$nulls":12},-2]
[199,{"$nulls":12},-2]
[200,{"$nulls":12},-2]
[201,{"$nulls":12},-2]
[202,{"$nulls":12},-2]
[203,{"$nulls":12},-2]
[204,{"$nulls":12},-2]
[205,{"$nulls":12},-2]
[206,{"$nulls":12},-2]
[207,{"$nulls":12},-2]
[208,{"$nulls":12},-2]
[209,{"$nulls":12},-2]
[210,{"$nulls":12},-2]
[211,{"$nulls":12},-2]
[212,{"$nulls":12},-2]
[213,{"$nulls":12},-2]
[214,{"$nulls":12},-2]
[215,{"$nulls":12},-2]
[216,{"$nulls":12},-2]
[217,{"$nulls":12},-2]
[218,{"$nulls":12},-2]
[219,{"$nulls":12},-2]
[220,{"$nulls":12},-2]
[221,{"$nulls":12},-2]
[222,{"$nulls":12},-2]
[223,{"$nulls":12},-2]
[224,{"$nulls":12},-2]
[225,{"$nulls":12},-2]
[226,{"$nulls":12},-2]
[227,{"$nulls":12},-2]
[228,{"$nulls":12},-2]
[229,{"$nulls":12},-2]
[230,{"$nulls":12},-2]
[231,{"$nulls":12},-2]
[232,{"$nulls":12},-2]
[233,{"$nulls":12},-2]
[234,{"$nulls":12},-2]
[235,{"$nulls":12},-2]
[236,{"$nulls":12},-2]
[237,{"$nulls":12},-2]
[238,{"$nulls":12},-2]
[239,{"$nulls":12},-2]
[240,{"$nulls":12},-2]
[241,{"$nulls":12},{"$f":"NETWORKDAYS(B244,M242)+((M242-B244)-INT(M242-B244))-2","v":-2}]
[242,{"$nulls":12},-2]
[243,{"$nulls":12},-2]
[244,{"$nulls":12},-2]
[245,{"$nulls":12},-2]
[246,{"$nulls":12},-2]
[247,{"$nulls":12},-2]
[248,{"$nulls":12},-2]
[249,{"$nulls":12},-2]
[250,{"$nulls":12},-2]
[251,{"$nulls":12},-2]
[252,{"$nulls":12},-2]
[253,{"$nulls":12},-2]
[254,{"$nulls":12},-2]
[255,{"$nulls":12},-2]
[256,{"$nulls":12},-2]
[257,{"$nulls":12},-2]
[258,{"$nulls":12},-2]
[259,{"$nulls":12},-2]
[260,{"$nulls":12},-2]
[261,{"$nulls":12},-2]
[262,{"$nulls":12},-2]
[263,{"$nulls":12},-2]
[264,{"$nulls":12},-2]
[265,{"$nulls":12},-2]
[266,{"$nulls":12},-2]
[267,{"$nulls":12},-2]
[268,{"$nulls":12},-2]
[269,{"$nulls":12},-2]
[270,{"$nulls":12},-2]
[271,{"$nulls":12},-2]
[272,{"$nulls":12},-2]
[273,{"$nulls":12},-2]
[274,{"$nulls":12},-2]
[275,{"$nulls":12},-2]
[276,{"$nulls":12},-2]
[277,{"$nulls":12},-2]
[278,{"$nulls":12},-2]
[279,{"$nulls":12},-2]
[280,{"$nulls":12},-2]
[281,{"$nulls":12},-2]
[282,{"$nulls":12},-2]
[283,{"$nulls":12},-2]
[284,{"$nulls":12},-2]
[285,{"$nulls":12},-2]
[286,{"$nulls":12},-2]
[287,{"$nulls":12},-2]
[288,{"$nulls":12},-2]
[289,{"$nulls":12},-2]
[290,{"$nulls":12},-2]
[291,{"$nulls":12},-2]
[292,{"$nulls":12},-2]
[293,{"$nulls":12},-2]
[294,{"$nulls":12},-2]
[295,{"$nulls":12},-2]
[296,{"$nulls":12},-2]
[297,{"$nulls":12},-2]
[298,{"$nulls":12},-2]
[299,{"$nulls":12},-2]
[300,{"$nulls":12},-2]
[301,{"$nulls":12},-2]
[302,{"$nulls":12},-2]
[303,{"$nulls":12},-2]
[304,{"$nulls":12},-2]
[305,{"$nulls":12},{"$f":"NETWORKDAYS(B308,M306)+((M306-B308)-INT(M306-B308))-2","v":-2}]
[306,{"$nulls":12},-2]
[307,{"$nulls":12},-2]
[308,{"$nulls":12},-2]
[309,{"$nulls":12},-2]
[310,{"$nulls":12},-2]
[311,{"$nulls":12},-2]
[312,{"$nulls":12},-2]
[313,{"$nulls":12},-2]
[314,{"$nulls":12},-2]
[315,{"$nulls":12},-2]
[316,{"$nulls":12},-2]
[317,{"$nulls":12},-2]
[318,{"$nulls":12},-2]
[319,{"$nulls":12},-2]
[320,{"$nulls":12},-2]
[321,{"$nulls":12},-2]
[322,{"$nulls":12},-2]
[323,{"$nulls":12},-2]
[324,{"$nulls":12},-2]
[325,{"$nulls":12},-2]
[326,{"$nulls":12},-2]
[327,{"$nulls":12},-2]
[328,{"$nulls":12},-2]
[329,{"$nulls":12},-2]
[330,{"$nulls":12},-2]
[331,{"$nulls":12},-2]
[332,{"$nulls":12},-2]
[333,{"$nulls":12},-2]
[334,{"$nulls":12},-2]
[335,{"$nulls":12},-2]
[336,{"$nulls":12},-2]
[337,{"$nulls":12},-2]
[338,{"$nulls":12},-2]
[339,{"$nulls":12},-2]
[340,{"$nulls":12},-2]
[341,{"$nulls":12},-2]
[342,{"$nulls":12},-2]
[343,{"$nulls":12},-2]
[344,{"$nulls":12},-2]
[345,{"$nulls":12},-2]
[346,{"$nulls":12},-2]
[347,{"$nulls":12},-2]
[348,{"$nulls":12},-2]
[349,{"$nulls":12},-2]
[350,{"$nulls":12},-2]
[351,{"$nulls":12},-2]
[352,{"$nulls":12},-2]
[353,{"$nulls":12},-2]
[354,{"$nulls":12},-2]
[355,{"$nulls":12},-2]
[356,{"$nulls":12},-2]
[357,{"$nulls":12},-2]
[358,{"$nulls":12},-2]
[359,{"$nulls":12},-2]
[360,{"$nulls":12},-2]
[361,{"$nulls":12},-2]
[362,{"$nulls":12},-2]
[363,{"$nulls":12},-2]
[364,{"$nulls":12},-2]
[365,{"$nulls":12},-2]
[366,{"$nulls":12},-2]
[367,{"$nulls":12},-2]
[368,{"$nulls":12},-2]
[369,{"$nulls":12},{"$f":"NETWORKDAYS(B372,M370)+((M370-B372)-INT(M370-B372))-2","v":-2}]
[370,{"$nulls":12},-2]
[371,{"$nulls":12},-2]
[372,{"$nulls":12},-2]
[373,{"$nulls":12},-2]
[374,{"$nulls":12},-2]
[375,{"$nulls":12},-2]
[376,{"$nulls":12},-2]
[377,{"$nulls":12},-2]
[378,{"$nulls":12},-2]
[379,{"$nulls":12},-2]
[380,{"$nulls":12},-2]
[381,{"$nulls":12},-2]
[382,{"$nulls":12},-2]
[383,{"$nulls":12},-2]
[384,{"$nulls":12},-2]
[385,{"$nulls":12},-2]
[386,{"$nulls":12},-2]
[387,{"$nulls":12},-2]
[388,{"$nulls":12},-2]
[389,{"$nulls":12},-2]
[390,{"$nulls":12},-2]
[391,{"$nulls":12},-2]
[392,{"$nulls":12},-2]
[393,{"$nulls":12},-2]
[394,{"$nulls":12},-2]
[395,{"$nulls":12},-2]
[396,{"$nulls":12},-2]

{"sheet":"DICIEMBRE 2018","index":11,"n_rows":397,"n_cols":17,"rows_kept":397,"cut":false,"hidden":false,"merged":[]}
["ITEM","FECHA SOLICITADA","EQUIPO","HP","VOLTAJE","RPM","GIRO","DESCARGA","OBSERVACIONES","CLIENTE","OC CLIENTE","CANTIDADES","FECHA DE SALIDA","TIEMPO en DIAS","CODIGO","NUMERO DE PEDIDO","FECHA PLANEACIÓN"]
[1,"2018-12-05T08:55:00","C/DAVF1-12/12",0.5,"460/3/60",731,null,null,"LV, SW, PV",null,"1914",1,"2018-12-05T16:08:00",{"$f":"NETWORKDAYS(B2,M2)+((M2-B2)-INT(M2-B2))-2","v":-0.6993055555576575},"5CDAVF1129730S",208026]
[2,"2018-12-05T12:16:00","CCK-12/12",1.5,"220/3/60",900,{"$nulls":4},"SP0047-18-02",1,"2018-12-05T16:08:00",-0.83888888888759539,"5CCK1212C09000",208042]
[3,"2018-12-05T16:10:00","TGT/6-1250-6/25",25,"230/3/60",1150,null,null,"MOTOR PROPORCIONADO POR EL CLIENTE,ANG.M",null,"5705",1,"2018-12-05T21:58:00",-0.75833333333139308,"5TGT61250602M",206837]
[4,"2018-12-06T18:01:00","C/DAHF2-20/20",5,"220/3/60",800,null,null,"2° ETAPA FILTRO MERV 8",null,"1801334",1,"2018-12-06T21:46:00",-0.84375,"5CDAHF220F0800"]
[5,"2018-12-07T14:46:00","CRVL-T-16",0.25,"230/3/60",875,{"$nulls":4},"49080",1,"2018-12-07T15:05:00",-0.98680555555620231,"5CRVLT16808750",208118]
[6,"2018-12-07T16:07:00","CRHL-T-14",0.33333333333333331,"230/3/60",975,{"$nulls":4},"02000138",1,"2018-12-08T11:31:00",-0.19166666666569654,"5CRHLT14T09750",208121]
[7,"2018-12-07T16:07:00","CRHL-T-12",0.33333333333333331,"230/3/60",925,{"$nulls":4},"02000138",1,"2018-12-08T11:31:00",-0.19166666666569654,"5CRHLT12T09250",208121]
[8,"2018-12-07T16:07:00","CRHL-T-10",0.33333333333333331,"230/3/60",950,{"$nulls":4},"02000138",2,"2018-12-08T11:31:00",-0.19166666666569654,"5CRHLT10T09500",208121]
[9,"2018-12-07T16:07:00","CRHL-T-12",0.33333333333333331,"230/3/60",1025,{"$nulls":4},"02000138",3,"2018-12-08T11:31:00",-0.19166666666569654,"5CRHLT12T01025",208121]
[10,"2018-12-07T16:31:00","I-DXT-1500/36",10,"230/3/60",550,null,null,"SW, MALLA DESCARGA",null,"SP0048-18",2,"2018-12-08T11:31:00",-0.20833333333575865,"5IDXT150010MA",208132]
[11,"2018-12-07T17:48:00","BIL-900",15,"460/3/60",975,{"$nulls":4},"G000620",8,"2018-12-08T11:31:00",-0.2618055555576575,"5BIL900M097500",208140]
[12,"2018-12-10T08:49:00","CRHL-T-10","1/4","460/3/60",800,{"$nulls":4},"OC43",1,"2018-12-10T22:03:00",-0.44861111111094942,"5CRHLT10808000"]
[13,"2018-12-10T08:49:00","CRHL-T-12","1/4","460/3/60",850,{"$nulls":4},"OC43",2,"2018-12-10T22:03:00",-0.44861111111094942,"5CRHLT12808500"]
[14,"2018-12-10T08:49:00","CRHL-T-18","2","460/3/60",1200,{"$nulls":4},"OC43",2,"2018-12-10T22:03:00",-0.44861111111094942,"5CRHLT18D01200"]
[15,"2018-12-10T08:49:00","CRHL-T-20","1","460/3/60",1325,{"$nulls":4},"OC43",1,"2018-12-10T22:03:00",-0.44861111111094942,"5CRHLT20B01325"]
[16,"2018-12-10T08:49:00","CRHL-T-10","1/4","460/3/60",1000,{"$nulls":4},"OC 44",16,"2018-12-10T22:03:00",-0.44861111111094942,"5CRHLT10801000"]
[17,"2018-12-10T08:49:00","CRHL-T-12","1/2","460/3/60",816,{"$nulls":4},"OC 44",3,"2018-12-10T22:03:00",-0.44861111111094942,"5CRHLT12908160"]
[18,"2018-12-10T08:49:00","CRHL-T-12","1/2","460/3/60",867,{"$nulls":4},"OC 44",1,"2018-12-10T22:03:00",-0.44861111111094942,"5CRHLT12908670"]
[19,"2018-12-10T08:49:00","CRHL-T-12","1/4","460/3/60",875,{"$nulls":4},"OC 44",1,"2018-12-10T22:03:00",-0.44861111111094942,"5CRHLT12808750"]
[20,"2018-12-10T08:49:00","CMI-250","1","460/3/60",2025,"CCW",null,null,null,"OC 44",1,"2018-12-10T22:03:00",-0.44861111111094942,"5CMI250B20250I"]
[21,"2018-12-10T08:49:00","CRHL-T-12","1/4","460/3/60","975",{"$nulls":4},"OC 45",1,"2018-12-10T22:03:00",-0.44861111111094942,"5CRHLT12809750"]
[22,"2018-12-10T08:49:00","CMI-280","1","460/3/60","1750",{"$nulls":4},"OC 45",1,"2018-12-10T22:03:00",-0.44861111111094942,"5CMI280B017500"]
[23,"2018-12-10T08:49:00","CMI-250",1,"460/3/60",1875,{"$nulls":4},"OC 46",1,"2018-12-10T22:03:00",-0.44861111111094942,"5CMI250B018750"]
[24,"2018-12-10T08:49:00","CRHL-T-10",0.5,"460/3/60",1020,{"$nulls":4},"OC 47",8,"2018-12-10T22:03:00",-0.44861111111094942,"5CRHLT10901020"]
[25,"2018-12-10T08:49:00","CRHL-T-12",0.5,"460/3/60",1375,{"$nulls":4},"OC 47",1,"2018-12-10T22:03:00",-0.44861111111094942,"5CRHLT12901375"]
[26,"2018-12-10T08:49:00","CMI-250",0.25,"460/3/60",1800,"CCW",null,null,null,"OC 47",1,"2018-12-10T22:03:00",{"$f":"NETWORKDAYS(B28,M27)+((M27-B28)-INT(M27-B28))-2","v":-0.44861111111094942},"5CMI250801800I"]
[27,"2018-12-10T08:49:00","CMI-280",1,"460/3/60",1800,{"$nulls":4},"OC 47",1,"2018-12-10T22:03:00",-0.61944444444816327,"5CMI280B018000"]
[28,"2018-12-10T12:55:00","C/DAH-9/9",0.75,"127/1/60",1050,{"$nulls":4},"622",1,"2018-12-10T22:03:00",-0.63333333333866904,"5CDAH995010500"]
[29,"2018-12-10T13:15:00","CMI-1000",10,"230/3/60",810,null,"UB",null,null,"1541",1,"2018-12-10T22:03:00",-0.63333333333866904,"5CMI1000H810UB",206994]
[30,"2018-12-10T13:15:00","CMI-1000",5,"230/3/60",525,null,"UB",null,null,"1541",1,"2018-12-10T22:03:00",-0.75208333333284827,"5CMI1000F525UB",206994]
[31,"2018-12-10T16:06:00","C/DAV-12/12",1.5,"220/3/60",1025,{"$nulls":4},"CORP293",1,"2018-12-10T22:03:00",-3.7298611111109494,"5CDAV1212C1025"]
[32,"2018-12-11T15:34:00","CLT-7",0.5,"127/1/60",2150,{"$nulls":4},"1570",2,"2018-12-12T14:37:00",-0.79583333333721384,"5CLTG740215000",208221]
[33,"2018-12-12T09:43:00","C/DAH-7/7",0.5,"127/1/60",1300,{"$nulls":4},"10022",2,"2018-12-12T17:53:00",-0.71319444444816327,"5CDAH774013000",208239]
[34,"2018-12-12T11:00:00","CMI-500","2","220/1/60",1595,{"$nulls":4},"182143",1,"2018-12-12T17:53:00",-0.71319444444816327,"5CMI5001015950",208248]
[35,"2018-12-12T11:00:00","C/DAHF1-30/28",10,"220/3/60",540,{"$nulls":4},"182143",1,"2018-12-12T17:53:00",-0.98750000000291038,"5CDAHF1328H540",208248]
[36,"2018-12-12T17:35:00","CMI-315",0.75,"220/3/60",1950,null,"UB","SW, PERSIANA DESCARGA",null,"872",1,"2018-12-13T13:37:00",-0.96805555555329192,"5CMI315A195PER",208262]
[37,"2018-12-13T12:51:00","CMI-280",0.75,"127/1/60",2650,null,"UB","PV,SW,TD,PI","WM","SC SAN CRISTOBAL DE LAS CASAS",1,"2018-12-13T13:37:00",-0.10069444444525288,"5CMI28052650WM"]
[38,"2018-12-13T16:02:00","C/DAHF2-18/18",5,"460/360",875,null,null,"2° ETAPA FILTRO MERV 8",null,"26-13-12-18",1,"2018-12-14T15:03:00",-0.90555555555329192,"5CDAHF218F0875",208284]
[39,"2018-12-14T12:47:00","CRVHT-16",1.5,"230/3/60",1675,null,null,"PV,SW,REJ PROT,TG","CINEPOLIS","MC. PEÑASCO ",1,"2018-12-14T15:03:00",-0.90555555555329192,"5CRVHT16C167CN"]
[40,"2018-12-14T12:47:00","CRHLT-16",0.5,"127/1/60",950,null,null,"PV,SW","CINEPOLIS","MC. PEÑASCO ",1,"2018-12-14T15:03:00",-0.92986111110803904,"5CRHLT164950CN"]
[41,"2018-12-14T13:22:00","CLT-10",0.25,"460/3/60",1350,null,null,"CUBREMOTOR",null,"4000042520",2,"2018-12-14T15:03:00",-3.7361111111094942,"5CLTG1081350CM"]
[42,"2018-12-17T08:43:00","CRHLT-22",2,"230/3/60",925,{"$nulls":4},"107",1,"2018-12-18T08:59:00",-3.0798611111167702,"5CRHLT22D09250",208343]
[43,"2018-12-19T10:54:00","CRVH-T-10",0.5,"220/1/60",1900,{"$nulls":4},"18122018",2,"2018-12-20T07:56:00",0.87638888888614019,"5CRVHT10401900",208448]
[44,"2018-12-19T10:54:00","CRVH-T-12",0.75,"220/1/60",1900,{"$nulls":4},"18122018",2,"2018-12-20T07:56:00",0.63055555555911269,"5CRVHT12501900",208448]
[45,"2018-12-19T16:48:00","BIL-315",0.5,"230/3/60",1850,{"$nulls":4},"959",1,"2018-12-20T07:56:00",-0.1368055555576575,"5BIL3159018500",208506]
[46,"2018-12-20T11:13:00","C/DAHF12-12/12",0.75,"220/1/60",1080,null,null,"1°ETAPA FILTROS MERV 8, 2°ETAPA FILTROS MERV 13",null,"1801383",1,"2018-12-21T08:30:00",-1.4583333337213844E-2,"5CDAHF21251080",28518]
[47,"2018-12-21T08:51:00","CRWL-T-16",1.5,"230/3/60",1525,{"$nulls":4},"1-19823",1,"2018-12-21T11:14:00",-0.92569444444961846,"5CRWLT16C01525",208559]
[48,"2018-12-21T09:27:00","C/DAH-22/22",5,"230/3/60",550,{"$nulls":4},"18 043 LV SP",1,"2018-12-21T11:14:00",31038.468055555553,"5CDAH2222F0551"]
[49,{"$nulls":12},-2]
[50,{"$nulls":12},-2]
[51,{"$nulls":12},-2]
[52,{"$nulls":12},-2]
[53,{"$nulls":12},-2]
[54,{"$nulls":12},{"$f":"NETWORKDAYS(B57,M55)+((M55-B57)-INT(M55-B57))-2","v":-2}]
[55,{"$nulls":12},-2]
[56,{"$nulls":12},-2]
[57,{"$nulls":12},-2]
[58,{"$nulls":12},-2]
[59,{"$nulls":12},-2]
[60,{"$nulls":12},-2]
[61,{"$nulls":12},-2]
[62,{"$nulls":12},-2]
[63,{"$nulls":12},-2]
[64,{"$nulls":12},-2]
[65,{"$nulls":12},-2]
[66,{"$nulls":12},-2]
[67,{"$nulls":12},-2]
[68,{"$nulls":12},-2]
[69,{"$nulls":12},-2]
[70,{"$nulls":12},-2]
[71,{"$nulls":12},-2]
[72,{"$nulls":12},-2]
[73,{"$nulls":12},-2]
[74,{"$nulls":12},-2]
[75,{"$nulls":12},-2]
[76,{"$nulls":12},-2]
[77,{"$nulls":12},-2]
[78,{"$nulls":12},-2]
[79,{"$nulls":12},-2]
[80,{"$nulls":12},-2]
[81,{"$nulls":12},-2]
[82,{"$nulls":12},-2]
[83,{"$nulls":12},-2]
[84,{"$nulls":12},-2]
[85,{"$nulls":12},-2]
[86,{"$nulls":12},-2]
[87,{"$nulls":12},-2]
[88,{"$nulls":12},-2]
[89,{"$nulls":12},-2]
[90,{"$nulls":12},-2]
[91,{"$nulls":12},-2]
[92,{"$nulls":12},-2]
[93,{"$nulls":12},-2]
[94,{"$nulls":12},-2]
[95,{"$nulls":12},-2]
[96,{"$nulls":12},-2]
[97,{"$nulls":12},-2]
[98,{"$nulls":12},-2]
[99,{"$nulls":12},-2]
[100,{"$nulls":12},-2]
[101,{"$nulls":12},-2]
[102,{"$nulls":12},-2]
[103,{"$nulls":12},-2]
[104,{"$nulls":12},-2]
[105,{"$nulls":12},-2]
[106,{"$nulls":12},-2]
[107,{"$nulls":12},-2]
[108,{"$nulls":12},-2]
[109,{"$nulls":12},-2]
[110,{"$nulls":12},-2]
[111,{"$nulls":12},-2]
[112,{"$nulls":12},-2]
[113,{"$nulls":12},{"$f":"NETWORKDAYS(B116,M114)+((M114-B116)-INT(M114-B116))-2","v":-2}]
[114,{"$nulls":12},-2]
[115,{"$nulls":12},-2]
[116,{"$nulls":12},-2]
[117,{"$nulls":12},-2]
[118,{"$nulls":12},-2]
[119,{"$nulls":12},-2]
[120,{"$nulls":12},-2]
[121,{"$nulls":12},-2]
[122,{"$nulls":12},-2]
[123,{"$nulls":12},-2]
[124,{"$nulls":12},-2]
[125,{"$nulls":12},-2]
[126,{"$nulls":12},-2]
[127,{"$nulls":12},-2]
[128,{"$nulls":12},-2]
[129,{"$nulls":12},-2]
[130,{"$nulls":12},-2]
[131,{"$nulls":12},-2]
[132,{"$nulls":12},-2]
[133,{"$nulls":12},-2]
[134,{"$nulls":12},-2]
[135,{"$nulls":12},-2]
[136,{"$nulls":12},-2]
[137,{"$nulls":12},-2]
[138,{"$nulls":12},-2]
[139,{"$nulls":12},-2]
[140,{"$nulls":12},-2]
[141,{"$nulls":12},-2]
[142,{"$nulls":12},-2]
[143,{"$nulls":12},-2]
[144,{"$nulls":12},-2]
[145,{"$nulls":12},-2]
[146,{"$nulls":12},-2]
[147,{"$nulls":12},-2]
[148,{"$nulls":12},-2]
[149,{"$nulls":12},-2]
[150,{"$nulls":12},-2]
[151,{"$nulls":12},-2]
[152,{"$nulls":12},-2]
[153,{"$nulls":12},-2]
[154,{"$nulls":12},-2]
[155,{"$nulls":12},-2]
[156,{"$nulls":12},-2]
[157,{"$nulls":12},-2]
[158,{"$nulls":12},-2]
[159,{"$nulls":12},-2]
[160,{"$nulls":12},-2]
[161,{"$nulls":12},-2]
[162,{"$nulls":12},-2]
[163,{"$nulls":12},-2]
[164,{"$nulls":12},-2]
[165,{"$nulls":12},-2]
[166,{"$nulls":12},-2]
[167,{"$nulls":12},-2]
[168,{"$nulls":12},-2]
[169,{"$nulls":12},-2]
[170,{"$nulls":12},-2]
[171,{"$nulls":12},-2]
[172,{"$nulls":12},-2]
[173,{"$nulls":12},-2]
[174,{"$nulls":12},-2]
[175,{"$nulls":12},-2]
[176,{"$nulls":12},-2]
[177,{"$nulls":12},{"$f":"NETWORKDAYS(B180,M178)+((M178-B180)-INT(M178-B180))-2","v":-2}]
[178,{"$nulls":12},-2]
[179,{"$nulls":12},-2]
[180,{"$nulls":12},-2]
[181,{"$nulls":12},-2]
[182,{"$nulls":12},-2]
[183,{"$nulls":12},-2]
[184,{"$nulls":12},-2]
[185,{"$nulls":12},-2]
[186,{"$nulls":12},-2]
[187,{"$nulls":12},-2]
[188,{"$nulls":12},-2]
[189,{"$nulls":12},-2]
[190,{"$nulls":12},-2]
[191,{"$nulls":12},-2]
[192,{"$nulls":12},-2]
[193,{"$nulls":12},-2]
[194,{"$nulls":12},-2]
[195,{"$nulls":12},-2]
[196,{"$nulls":12},-2]
[197,{"$nulls":12},-2]
[198,{"$nulls":12},-2]
[199,{"$nulls":12},-2]
[200,{"$nulls":12},-2]
[201,{"$nulls":12},-2]
[202,{"$nulls":12},-2]
[203,{"$nulls":12},-2]
[204,{"$nulls":12},-2]
[205,{"$nulls":12},-2]
[206,{"$nulls":12},-2]
[207,{"$nulls":12},-2]
[208,{"$nulls":12},-2]
[209,{"$nulls":12},-2]
[210,{"$nulls":12},-2]
[211,{"$nulls":12},-2]
[212,{"$nulls":12},-2]
[213,{"$nulls":12},-2]
[214,{"$nulls":12},-2]
[215,{"$nulls":12},-2]
[216,{"$nulls":12},-2]
[217,{"$nulls":12},-2]
[218,{"$nulls":12},-2]
[219,{"$nulls":12},-2]
[220,{"$nulls":12},-2]
[221,{"$nulls":12},-2]
[222,{"$nulls":12},-2]
[223,{"$nulls":12},-2]
[224,{"$nulls":12},-2]
[225,{"$nulls":12},-2]
[226,{"$nulls":12},-2]
[227,{"$nulls":12},-2]
[228,{"$nulls":12},-2]
[229,{"$nulls":12},-2]
[230,{"$nulls":12},-2]
[231,{"$nulls":12},-2]
[232,{"$nulls":12},-2]
[233,{"$nulls":12},-2]
[234,{"$nulls":12},-2]
[235,{"$nulls":12},-2]
[236,{"$nulls":12},-2]
[237,{"$nulls":12},-2]
[238,{"$nulls":12},-2]
[239,{"$nulls":12},-2]
[240,{"$nulls":12},-2]
[241,{"$nulls":12},{"$f":"NETWORKDAYS(B244,M242)+((M242-B244)-INT(M242-B244))-2","v":-2}]
[242,{"$nulls":12},-2]
[243,{"$nulls":12},-2]
[244,{"$nulls":12},-2]
[245,{"$nulls":12},-2]
[246,{"$nulls":12},-2]
[247,{"$nulls":12},-2]
[248,{"$nulls":12},-2]
[249,{"$nulls":12},-2]
[250,{"$nulls":12},-2]
[251,{"$nulls":12},-2]
[252,{"$nulls":12},-2]
[253,{"$nulls":12},-2]
[254,{"$nulls":12},-2]
[255,{"$nulls":12},-2]
[256,{"$nulls":12},-2]
[257,{"$nulls":12},-2]
[258,{"$nulls":12},-2]
[259,{"$nulls":12},-2]
[260,{"$nulls":12},-2]
[261,{"$nulls":12},-2]
[262,{"$nulls":12},-2]
[263,{"$nulls":12},-2]
[264,{"$nulls":12},-2]
[265,{"$nulls":12},-2]
[266,{"$nulls":12},-2]
[267,{"$nulls":12},-2]
[268,{"$nulls":12},-2]
[269,{"$nulls":12},-2]
[270,{"$nulls":12},-2]
[271,{"$nulls":12},-2]
[272,{"$nulls":12},-2]
[273,{"$nulls":12},-2]
[274,{"$nulls":12},-2]
[275,{"$nulls":12},-2]
[276,{"$nulls":12},-2]
[277,{"$nulls":12},-2]
[278,{"$nulls":12},-2]
[279,{"$nulls":12},-2]
[280,{"$nulls":12},-2]
[281,{"$nulls":12},-2]
[282,{"$nulls":12},-2]
[283,{"$nulls":12},-2]
[284,{"$nulls":12},-2]
[285,{"$nulls":12},-2]
[286,{"$nulls":12},-2]
[287,{"$nulls":12},-2]
[288,{"$nulls":12},-2]
[289,{"$nulls":12},-2]
[290,{"$nulls":12},-2]
[291,{"$nulls":12},-2]
[292,{"$nulls":12},-2]
[293,{"$nulls":12},-2]
[294,{"$nulls":12},-2]
[295,{"$nulls":12},-2]
[296,{"$nulls":12},-2]
[297,{"$nulls":12},-2]
[298,{"$nulls":12},-2]
[299,{"$nulls":12},-2]
[300,{"$nulls":12},-2]
[301,{"$nulls":12},-2]
[302,{"$nulls":12},-2]
[303,{"$nulls":12},-2]
[304,{"$nulls":12},-2]
[305,{"$nulls":12},{"$f":"NETWORKDAYS(B308,M306)+((M306-B308)-INT(M306-B308))-2","v":-2}]
[306,{"$nulls":12},-2]
[307,{"$nulls":12},-2]
[308,{"$nulls":12},-2]
[309,{"$nulls":12},-2]
[310,{"$nulls":12},-2]
[311,{"$nulls":12},-2]
[312,{"$nulls":12},-2]
[313,{"$nulls":12},-2]
[314,{"$nulls":12},-2]
[315,{"$nulls":12},-2]
[316,{"$nulls":12},-2]
[317,{"$nulls":12},-2]
[318,{"$nulls":12},-2]
[319,{"$nulls":12},-2]
[320,{"$nulls":12},-2]
[321,{"$nulls":12},-2]
[322,{"$nulls":12},-2]
[323,{"$nulls":12},-2]
[324,{"$nulls":12},-2]
[325,{"$nulls":12},-2]
[326,{"$nulls":12},-2]
[327,{"$nulls":12},-2]
[328,{"$nulls":12},-2]
[329,{"$nulls":12},-2]
[330,{"$nulls":12},-2]
[331,{"$nulls":12},-2]
[332,{"$nulls":12},-2]
[333,{"$nulls":12},-2]
[334,{"$nulls":12},-2]
[335,{"$nulls":12},-2]
[336,{"$nulls":12},-2]
[337,{"$nulls":12},-2]
[338,{"$nulls":12},-2]
[339,{"$nulls":12},-2]
[340,{"$nulls":12},-2]
[341,{"$nulls":12},-2]
[342,{"$nulls":12},-2]
[343,{"$nulls":12},-2]
[344,{"$nulls":12},-2]
[345,{"$nulls":12},-2]
[346,{"$nulls":12},-2]
[347,{"$nulls":12},-2]
[348,{"$nulls":12},-2]
[349,{"$nulls":12},-2]
[350,{"$nulls":12},-2]
[351,{"$nulls":12},-2]
[352,{"$nulls":12},-2]
[353,{"$nulls":12},-2]
[354,{"$nulls":12},-2]
[355,{"$nulls":12},-2]
[356,{"$nulls":12},-2]
[357,{"$nulls":12},-2]
[358,{"$nulls":12},-2]
[359,{"$nulls":12},-2]
[360,{"$nulls":12},-2]
[361,{"$nulls":12},-2]
[362,{"$nulls":12},-2]
[363,{"$nulls":12},-2]
[364,{"$nulls":12},-2]
[365,{"$nulls":12},-2]
[366,{"$nulls":12},-2]
[367,{"$nulls":12},-2]
[368,{"$nulls":12},-2]
[369,{"$nulls":12},{"$f":"NETWORKDAYS(B372,M370)+((M370-B372)-INT(M370-B372))-2","v":-2}]
[370,{"$nulls":12},-2]
[371,{"$nulls":12},-2]
[372,{"$nulls":12},-2]
[373,{"$nulls":12},-2]
[374,{"$nulls":12},-2]
[375,{"$nulls":12},-2]
[376,{"$nulls":12},-2]
[377,{"$nulls":12},-2]
[378,{"$nulls":12},-2]
[379,{"$nulls":12},-2]
[380,{"$nulls":12},-2]
[381,{"$nulls":12},-2]
[382,{"$nulls":12},-2]
[383,{"$nulls":12},-2]
[384,{"$nulls":12},-2]
[385,{"$nulls":12},-2]
[386,{"$nulls":12},-2]
[387,{"$nulls":12},-2]
[388,{"$nulls":12},-2]
[389,{"$nulls":12},-2]
[390,{"$nulls":12},-2]
[391,{"$nulls":12},-2]
[392,{"$nulls":12},-2]
[393,{"$nulls":12},-2]
[394,{"$nulls":12},-2]
[395,{"$nulls":12},-2]
[396,{"$nulls":12},-2]

{"sheet":"Hoja1","index":12,"n_rows":0,"n_cols":0,"rows_kept":0,"cut":false,"hidden":true,"merged":[]}