{"text_format":"2","workbook":"xlsx","n_sheets":11,"sheets":["ENERO 2021","FEBRERO 2021","MARZO 2021","ABRIL 2021","MAYO 2021","JUNIO 2021","JULIO 2021","AGOSTO 2021","SEPTIEMBRE 2021","OCTUBRE 2021","NOVIEMBRE 2021"],"not_rendered":{"charts":0,"images":0,"macros":0,"external_links":6,"defined_names":11,"comments":4,"pivot_tables":0},"unopened":[],"bounds":{"document_bytes":16777216,"sheet_cells":100000,"run_cost":"one","rows_first":2000,"rows_last":500,"rows_between":2000,"halvings":0,"cell_chars":16384,"cell_head_chars":4096},"cells_cut":0,"cells_raw":0,"read":"whole","date_system":"1900"}

{"sheet":"ENERO 2021","index":0,"n_rows":1048538,"n_cols":20,"rows_kept":1048538,"cut":false,"hidden":false,"merged":[[0,0,0,13],[0,15,0,18],[1,5,1,13]]}
["SIAC",{"$nulls":14},"ING. INDUSTRIAL"]
[{"$nulls":5},"CARACTERISTICAS DEL EQUIPO"]
["ITEM","FECHA SOLICITADA","Nombre Cliente ","PEDIDO","CANTIDAD","EQUIPO","Conexión","TAG","Caudal","R.P.M","MOTOR","GIRO","DESCARGA","OBSERVACIONES","FACTOR VENTA","Codigo","Descripción ","COSTO","PRECIO LISTA","FECHA ENTREGA"]
[1,"2021-01-05T09:49:00","DE BUEN Y ASOCIADOS",231663,1,"CMI-280","127/1","VE-01-AZ","1425 CFM","1750","1/2",null,null,null,{"$f":"2/0.54","v":3.7037037037037033},"5CMI2804174100","Existe",7486.4353000000001,{"$f":"R4*O4","v":27727.538148148145}]
[2,"2021-01-05T09:49:00","DE BUEN Y ASOCIADOS",231663,1,"CMI-250","127/1","VE-02-AZ","715 CFM","1060","1/4",null,null,null,{"$f":"2/0.54","v":3.7037037037037033},"5CMI2502010850","Existe",7648.9745999999996,28329.535555555551]
[3,"2021-01-05T09:49:00","DE BUEN Y ASOCIADOS",231663,1,"CLT-20","230/3","VE-01","3700 CFM","1050","1 1/2",null,null,"CUBIERTA MOTOR",3.7037037037037033,"5CLTG20C1050CM","EXT.CLTG-20 1.5T 1050RPM CUBRE",9783.7620999999999,36236.155925925923]
[4,"2021-01-05T17:10:00","TRANE",231724,1,"CMI-250","220/1","-","-","2200","1/3",null,null,"BRIDAS EN BOCAS DE SUCCION Y DESCARGA",3.7037037037037033,"5CMI25032200BD","EXT.CMI-250 1/3M 2200RPM BDA.",7768.2749999999996,28771.388888888883]
[5,"2021-01-05T17:10:00","TRANE",231724,1,"CMI-355","220/1","-","-","1200","1/3",null,null,"BRIDAS EN BOCAS DE SUCCION Y DESCARGA",3.7037037037037033,"5CMI35531200BD","EXT.CMI-355 1/3M 1200RPM BDA.",8418.9977999999992,31181.473333333328]
[6,"2021-01-05T17:46:00","BARCEL",231375,9,"C/DAHF2-30/28","460/3","UIA-05 A 07","22065 CFM","450","15",null,null,"460 V, LOUVER EN SUCCION, BASE PORTAFILTRO DE 2 ETAPAS SIN FILTROS  (SUCCIÓN) ",3.7037037037037033,"5CDAHF2328M46V","EXT.CDAHF2-30/28 15T 450RPM LV",null,0]
[7,"2021-01-05T17:46:00","BARCEL",231375,3,"AGE-T-1250-1","460/3","UIA-18","-","485","1",null,null,"460 V",3.7037037037037033,"5AGET1250L460V","Existe",12224.72,45276.74074074073]
[8,"2021-01-05T17:46:00","BARCEL",231375,5,"AGE-T-1250-1 1/2","460/3","EXT-03 A 07","-","550","1 1/2",null,null,"460 V",3.7037037037037033,"5AGET1250H460V","Existe",12491.6801,46265.481851851844]
[9,"2021-01-05T17:46:00","BARCEL",231375,6,"HGT-1250-2","460/3","EXT-11 AL 16","-","540","2",null,null,"460 V, GABINETE LARGO WALL HOUSING, PERSIANA GRAVEDAD EN DESCARGA, MALLA PROTECCION EN SUCCION",3.7037037037037033,"5HGT1250LPMH46","EXT.HGT-1250 2T 540RPM W.H.",15321.99,56748.111111111102]
[10,"2021-01-05T17:46:00","BARCEL",231375,2,"CRVL-T-18","460/3","EXT-17 Y 18","-","825","1/4",null,null,"460 V",3.7037037037037033,"5CRVLT18882546","EXT.CRVLT-18 1/4T 825RPM 460V",7677.2601000000004,28434.296666666665]
[11,"2021-01-05T17:46:00","BARCEL",231375,2,"CRVL-T-33","460/3","EXT-21 Y 22","-","450","1 1/2",null,null,"460 V",3.7037037037037033,"5CRVLT33C45046","EXT.CRVLT-33 1.5T 450RPM 460V",19950.527900000001,73890.844074074063]
[12,"2021-01-06T08:27:00","CLIMAS KONFORT",231699,1,"CRVLT-18","220/1","-","-",1300,"3/4",null,null,null,3.7037037037037033,"5CRVLT18501300","EXT.CRVLT-18 3/4M 1300RPM",7525.7883000000002,27873.289999999997]
[13,"2021-01-06T08:28:00","EXPERTOS EN VENTILACION",231732,1,"CLT-24","220/3","-","-",1100,3,null,null,null,3.7037037037037033,"5CLTG24E10800","Existe",14399.8752,53332.871111111104]
[14,"2021-01-06T08:36:00","CONDUCTOS AIRE DIRIGIDO",231733,1,"DAB-15/15","230/3","-","4200 CFM","1125","3",null,null,null,3.7037037037037033,"5DAB1515E01125","EXT.DA/B-15/15 3T 1125RPM",8195.125]
[15,"2021-01-06T08:55:00","AIRESISTEMAS DE OCCIDENTE",231734,1,"CLT-12","127/1","-","600 CFM","1350","1/2",null,null,null,3.7037037037037033,"5CLTG124013500","Existe",5394.6554999999998,{"$f":"R18*O18","v":19980.205555555553}]
[16,"2021-01-06T08:55:00","AIRESISTEMAS DE OCCIDENTE",231734,1,"CME-500","220/3","-","3990 CFM","1150","1 1/2",null,null,"ARREGLO AMCA \"C\", MOTOR ESTANDAR",3.7037037037037033,"5CME500C011500","EXT.CME-500 1.5T 1150RPM AMCA",12850.949500000001,47596.109259259254]
[17,"2021-01-06T08:55:00","AIRESISTEMAS DE OCCIDENTE",231734,1,"CLT-20","220/3","-","3060 CFM","1200","1",null,null,null,3.7037037037037033,"5CLTG20B012000","EXT.CLTG-20 1T 1200RPM",9091.1373999999996,33670.879259259251]
[18,"2021-01-06T08:55:00","AIRESISTEMAS DE OCCIDENTE",231734,2,"CLT-22","220/3","-","4450 CFM","1100","2",null,null,null,3.7037037037037033,"5CLTG22D011000","EXT.CLTG-22 2T 1100RPM",11416.638800000001,42283.847407407404]
[19,"2021-01-06T09:06:00","EXPERTOS EN VENTILACION",231735,1,"CDAHF1-9/9","220/1","-","-","850","1/4",null,null,null,3.7037037037037033,"5CDAHF19920825","Existe",5616.8161,20803.022592592592]
[20,"2021-01-06T09:06:00","EXPERTOS EN VENTILACION",231735,1,"CDAH-7/7","220/1","-","-","1025","1/4",null,null,null,3.7037037037037033,"5CDAH772010250","Existe",4323.2636000000002,16012.087407407407]
[21,"2021-01-06T09:23:00","PERSSA",231738,1,"CRVLT-18","220/1","-","-","1250","3/4",null,null,null,3.7037037037037033,"5CRVLT18501250","Existe",7603.2668999999996,28160.247777777775]
[22,"2021-01-06T09:23:00","PERSSA",231738,1,"CRVLT-20","220/1","-","-","1050","1",null,null,null,3.7037037037037033,"5CRVLT20601050","Existe",8054.3536000000004,29830.939259259256]
[23,"2021-01-06T09:41:00","TODO EN VENTILACION",231739,1,"TGT/4-1000-6/10","230/3","-","45000 M3/H","1725","10",null,null,"ANGULO DE LA PALA \"D\"",3.7037037037037033,"5TGT410006100D","Existe",17007.854200000002,62992.05259259259]
[24,"2021-01-06T09:49:00","SANDRA SANCHEZ",231667,1,"CRVLT-16","220/1","-","-","1175","1",null,null,null,3.7037037037037033,"5CRVLT16601200","Existe",7243.6235999999999,26828.235555555551]
[25,"2021-01-06T10:05:00","CLIMAS OPCION",231666,1,"CMI-450","220/3","-","3407 CFM","1500","2",null,null,null,3.7037037037037033,"5CMI450D015250","Existe",11446.4895,42394.405555555546]
[26,"2021-01-06T10:05:00","CLIMAS OPCION",231666,1,"CDAHF2-12/12","220/3","-","4000 CFM","1200","2",null,null,null,3.7037037037037033,"5CDAHF212D120","Existe",11863.697099999999,43939.618888888879]
[27,"2021-01-06T10:48:00","EYSER DE MEXICO",231729,1,"CDAVF2-22/22","460/3","-","-","725","10",null,null,"460 V, PORTAFILTROS CON FILTROS METÁLICOS Y PLISADOS (SUCCIÓN), LOUVER EN SUCCION, DESCARGA HACIA ARRIBA",3.7037037037037033,"FORMATO","FORMATO",null,0]
[28,"2021-01-06T10:48:00","EYSER DE MEXICO",231729,5,"CDAVF2-30/28","460/3","-","-","375","5",null,null,"460 V, PORTAFILTROS CON FILTROS METÁLICOS Y PLISADOS (SUCCIÓN),  DESCARGA HACIA ARRIBA",3.7037037037037033,"FORMATO","FORMATO",null,0]
[29,"2021-01-06T10:48:00","EYSER DE MEXICO",231729,2,"HGT-1250-2","460/3","-","-","540","2",null,null,"460 V",3.7037037037037033,"5HGT1250L1460V","Existe",8119.0279,30070.473703703701]
[30,"2021-01-06T10:48:00","EYSER DE MEXICO",231729,2,"I-HGT-1250-2","460/3","-","-","540","2",null,null,"INYECTOR, 460 V",3.7037037037037033,"FORMATO","FORMATO",null,0]
[31,"2021-01-06T10:48:00","EYSER DE MEXICO",231729,1,"CMI-500","460/3","-","3500 CFM","1175","2",null,null,"460 V",3.7037037037037033,"5CMI500D117630","Existe",13062.171700000001,48378.4137037037]
[32,"2021-01-06T11:10:00","LAMUÑO",231743,1,"CRVLT-16","127/1","-","-","1200","3/4",null,null,null,3.7037037037037033,"5CRVLT16512000","Existe",7056.8206,26136.37259259259]
[33,"2021-01-06T11:36:00","GOMEZ VELA ANA LILIA",231745,1,"CDAHF1-18/18","230/3","-","4725 CFM","675","2",null,null,null,3.7037037037037033,"5CDAHF118D0675","Existe",16305.3737,60390.272962962954]
[34,"2021-01-06T11:36:00","GOMEZ VELA ANA LILIA",231745,1,"CRVHT-22","230/3","-","5250 CFM","1075","3",null,null,null,3.7037037037037033,"5CRVHT22E01075","Existe",15775.6371,58428.285555555551]
[35,"2021-01-06T14:00:00","LILIANA AGUILAR CAMPOS",231757,1,"CMI-450","220/3","-","4277 M3/HR","1825","3",null,null,null,3.7037037037037033,"5CMI450E182500","Existe",13050.8932,48336.641481481478]
[36,"2021-01-06T14:00:00","LILIANA AGUILAR CAMPOS",231757,1,"CMI-500","220/3","-","5560 M3/HR","1650","5",null,null,null,3.7037037037037033,"5CMI500F016750","Existe",14805.6093,54835.59]
[37,"2021-01-06T14:00:00","LILIANA AGUILAR CAMPOS",231757,1,"CMI-355","220/3","-","3415 M3/HR","1700","1",null,null,null,3.7037037037037033,"5CMI355B170900","Existe",9630.6733999999997,35669.160740740735]
[38,"2021-01-06T14:00:00","LILIANA AGUILAR CAMPOS",231757,1,"CMI-355","220/3","-","3871 M3/HR","1775","1",null,null,null,3.7037037037037033,"5CMI355B017500","Existe",9636.4300999999996,35690.481851851844]
[39,"2021-01-06T14:32:00","SOCONUSCO",231762,1,"CMI-280","220/1","-","-","1600","1/4",null,null,"SE TOMÓ EQUIPO DISPONIBLE EN STOCK, YA NO TRABAJAR CODIGO",3.7037037037037033,null,null,null,0]
[40,"2021-01-06T16:15:00","TEC FILTER",231766,1,"CST-3500","440/3","-","-","3480","5",null,null,"460 V",3.7037037037037033,"5CST-3500460V","EXTRACTOR CST-3500 460V",6652.5843000000004,24639.20111111111]
[41,"2021-01-06T16:33:00","SIERRA MADRE",231592,1,"CMI-450","460/3","VE-01","1815 CFM","970","1",null,null,"460 V, BRIDAS EN BOCAS DE SUCCION Y DESCARGA",3.7037037037037033,"5CMI450B0970BD","EXT.CMI-450 1T 970RPM BDA.",12087.7981,44769.62259259259]
[42,"2021-01-06T16:33:00","SIERRA MADRE",231592,1,"CMI-630","460/3","VE-02","4320 CFM","755","1",null,null,"460 V, BRIDAS EN BOCAS DE SUCCION Y DESCARGA",3.7037037037037033,"5CMI630B0755BD","EXT.CMI-630 1T 755RPM BDA.",17078.9395,63255.331481481473]
[43,"2021-01-06T16:33:00","SIERRA MADRE",231592,1,"CMI-630","460/3","VE-03","4812 CFM","791","1 1/2",null,null,"460 V, BRIDAS EN BOCAS DE SUCCION Y DESCARGA",3.7037037037037033,"5CMI630C0791BD","EXT.CMI-630 1.5T 791RPM BDA.",17234.768499999998,63832.475925925915]
[44,"2021-01-06T16:33:00","SIERRA MADRE",231592,1,"CMI-450","460/3","VE-05","2825 CFM","1180","1",null,null,"460 V, BRIDAS EN BOCAS DE SUCCION Y DESCARGA",3.7037037037037033,"5CMI450B1180BD","EXT.CMI-450 1T 1180RPM BDA.",11869.9776,43962.879999999997]
[45,"2021-01-06T16:33:00","SIERRA MADRE",231592,1,"CMI-500","460/3","VE-06","4820 CFM","1454","3",null,null,"460 V, BRIDAS EN BOCAS DE SUCCION Y DESCARGA",3.7037037037037033,"5CMI500E1454BD","EXT.CMI-500 3T 1454RPM BDA.",15466.61,57283.740740740737]
[46,"2021-01-06T16:33:00","SIERRA MADRE",231592,1,"CMI-355","460/3","VE-07","1200 CFM","1131","1/3",null,null,"460 V, BRIDAS EN BOCAS DE SUCCION Y DESCARGA",3.7037037037037033,"5CMI355T1131BD","EXT.CMI-355 1/3T 1131RPM BDA.",9119.6072000000004,33776.322962962964]
[47,"2021-01-06T16:33:00","SIERRA MADRE",231592,1,"CMI-355","460/3","VE-08","1200 CFM","1131","1/3",null,null,"460 V, BRIDAS EN BOCAS DE SUCCION Y DESCARGA",3.7037037037037033,"5CMI355T1131BD","EXT.CMI-355 1/3T 1131RPM BDA.",9119.6072000000004,{"$f":"R50*O50","v":33776.322962962964}]
[48,"2021-01-06T16:33:00","SIERRA MADRE",231592,1,"CMI-355","460/3","VE-09","1200 CFM","1345","1/2",null,null,"460 V, BRIDAS EN BOCAS DE SUCCION Y DESCARGA",3.7037037037037033,"5CMI35591345BD","EXT.CMI-355 1/2T 1345RPM BDA.",9156.3421999999991,33912.378518518512]
[49,"2021-01-06T16:33:00","SIERRA MADRE",231592,1,"CMI-355","460/3","VE-10","1200 CFM","1345","1/2",null,null,"460 V, BRIDAS EN BOCAS DE SUCCION Y DESCARGA",3.7037037037037033,"5CMI35591345BD","EXT.CMI-355 1/2T 1345RPM BDA.",9156.3421999999991,33912.378518518512]
[50,"2021-01-06T16:33:00","SIERRA MADRE",231592,1,"CMI-630","460/3","VE-18","5900 CFM","1030","5",null,null,"460 V, BRIDAS EN BOCAS DE SUCCION Y DESCARGA",3.7037037037037033,"5CMI630F1030BD","EXT.CMI-630 5T 1030RPM BDA.",19095.226699999999,70723.061851851846]
[51,"2021-01-06T16:33:00","SIERRA MADRE",231592,1,"CMI-630","460/3","VE-19","5622 CFM","1010","5",null,null,"460 V, BRIDAS EN BOCAS DE SUCCION Y DESCARGA",3.7037037037037033,"5CMI630F1030BD","EXT.CMI-630 5T 1030RPM BDA.",19095.226699999999,70723.061851851846]
[52,"2021-01-06T16:33:00","SIERRA MADRE",231592,1,"CMI-450","460/3","VE-20","3200 CFM","1530","3",null,null,"460 V, BRIDAS EN BOCAS DE SUCCION Y DESCARGA",3.7037037037037033,"5CMI450E1530BD","EXT.CMI-450 3T 1530RPM BDA.",13938.327799999999,51623.436296296284]
[53,"2021-01-07T08:29:00","IMCOSA",231783,1,"CRVLT-18","220/3","-","-","1450","1 1/2",null,null,null,3.7037037037037033,"5CRVLT18C01425","Existe",9000.8384999999998,33336.438888888886]
[54,"2021-01-07T09:26:00","MYCAIR",231786,1,"CMI-355","230/3","-","-","1675","1/2",null,null,null,3.7037037037037033,"5CMI3559016750","EXT.CMI-355 1/2T 1675RPM",8399.4568999999992,31109.099629629622]
[55,"2021-01-07T12:11:00","EXPERTOS EN VENTILACION",231798,1,"CRVLT-10","220/3","-","-","1575","1/4",null,null,null,3.7037037037037033,"5CRVLT10801575","Existe",6089.2959000000001,22552.947777777776]
[56,"2021-01-07T12:11:00","EXPERTOS EN VENTILACION",231798,1,"CRVLT-14","220/3","-","-","1850","3/4",null,null,null,3.7037037037037033,"5CRVLT14A01825","Existe",7086.3507,26245.743333333332]
[57,"2021-01-07T12:11:00","EXPERTOS EN VENTILACION",231798,1,"CRVHT-10","220/3","-","-","2050","1/2",null,null,"PENDIENTE INFO",3.7037037037037033,"5CRVHT10902050","EXT.CRVHT-10 1/2T 2050RPM",6182.0411000000004,22896.448518518519]
[58,"2021-01-07T12:11:00","EXPERTOS EN VENTILACION",231798,1,"CLT-12","220/3","-","-","2075","1 1/2",null,null,null,3.7037037037037033,"5CLTG12C020750","Existe",7554.1013999999996,27978.153333333328]
[59,"2021-01-07T12:11:00","EXPERTOS EN VENTILACION",231798,1,"CLT-28","220/3","-","-","925","5",null,null,null,3.7037037037037033,"5CLTG28F092500","Existe",16291.545,60339.055555555547]
[60,"2021-01-07T12:11:00","EXPERTOS EN VENTILACION",231798,1,"CMX 315/6P","220/3","-","-","1120","1/4",null,null,null,3.7037037037037033,"FORMATO","FORMATO",null,0]
[61,"2021-01-07T12:45:00","EXPERTOS EN VENTILACION",231801,1,"KC-711R12","440/3","-","-","2271","30",null,null,"ORIENTACION RD 0°",3.7037037037037033,"FORMATO","FORMATO",null,0]
[62,"2021-01-07T13:22:00","EXPERTOS EN VENTILACION",231802,1,"CDAHF1-12/12","220/3","-","-","1250","3",null,null,null,3.7037037037037033,"5CDAHF112E1251","EXT.CDAHF1-12/12 3T 1250RPM",13647.9851,50548.092962962954]
[63,"2021-01-07T13:22:00","EXPERTOS EN VENTILACION",231802,2,"CDAHF1-18/18","220/3","-","-","850","5",null,null,null,3.7037037037037033,"5CDAHF118F0850","Existe",19701.794399999999,72969.608888888877]
[64,"2021-01-07T13:22:00","EXPERTOS EN VENTILACION",231802,1,"CDAHF1-18/18","220/3","-","-","725","3",null,null,null,3.7037037037037033,"5CDAHF118E750","Existe",18282.688200000001,67713.659999999989]
[65,"2021-01-07T14:14:00","ANDRES FLORES MORENO",231806,3,"I-AGE-B 800","220/1","-","7,606 CFM","550","1/2",null,null,"INYECTOR",3.7037037037037033,"FORMATO","FORMATO",null,0]
[66,"2021-01-07T15:45:00","SENSA CLIMATIZACION",231809,1,"CLT-10","127/1","-","900 CFM","1575","1/3",null,null,null,{"$f":"2/0.54","v":3.7037037037037033},"5CLTG103016000","Existe",4988.0600999999997,18474.296666666662]
[67,"2021-01-07T15:45:00","SENSA CLIMATIZACION",231809,1,"CLT-10","127/1","-","600 CFM","1225","1/4",null,null,null,3.7037037037037033,"5CLTG10212002","Existe",5078.2474000000002,18808.323703703703]
[68,"2021-01-07T15:45:00","SENSA CLIMATIZACION",231809,1,"CLT-7","127/1","-","300 CFM","1450","1/4",null,null,null,3.7037037037037033,"5CLTG7214500","Existe",4799.6911,17776.633703703701]
[69,"2021-01-07T16:47:00","ADOCCSA",231609,1,"CLT-22","220/3","-","-","1100","3",null,null,null,3.7037037037037033,"5CLTG22E011250","Existe",13094.843999999999,48499.422222222216]
[70,"2021-01-07T16:47:00","ADOCCSA",231609,1,"CLT-20","220/3","-","-","1100","1 1/2",null,null,null,3.7037037037037033,"5CLTG20C011000","Existe",9197.5629000000008,34065.047777777778]
[71,"2021-01-07T17:17:00","LIMA AIRE ACONDICIONADO",231816,1,"CMI-500"," 230/3","VE01 ","-","1336","2 ",null,null,null,3.7037037037037033,"5CMI500D132500","Existe",12960.013800000001,48000.051111111105]
[72,"2021-01-07T17:17:00","LIMA AIRE ACONDICIONADO",231816,1,"CMI-280"," 230/3","VE02 ","-","2670","1",null,null,null,3.7037037037037033,"5CMI280B026750","Existe",8671.5082999999995,32116.697407407402]
[73,"2021-01-07T17:27:00","SIERRA MADRE",231592,1,"CMI-315","230/3","VE-22","745 CFM","1086","1/3",null,null,"BRIDAS EN BOCAS DE SUCCION Y DESCARGA",3.7037037037037033,"5CMI315T1086BD","EXT.CMI-315 1/3T1086RPM BDA.",9046.2160999999996,33504.504074074066]
[74,"2021-01-08T08:50:00","PROENSA",231819,4,"RXT-C 1250-1 1/2-27/S","230/3","-","-","500","1 1/2",null,null,null,3.7037037037037033,"FORMATO","FORMATO",null,0]
[75,"2021-01-08T09:37:00","BOREAL",231827,1,"CDAHF2-12/12","230/3","-","2256 CFM","1025","3/4",null,null,"PORTAFILTRO CON FILTROS MERV 7 y MERV-13. (SUCCIÓN), LOUVERS DE PROTECCION EN SUCCIÓN",3.7037037037037033,"5CDAHF212A1025","EXT.CDAHF2-12/12 3/4T 1025RPM",10123.133,37493.085185185177]
[76,"2021-01-11T08:41:00","EXPERTOS EN VENTILACION",231862,1,"CDAHF2-18/18","230/3","-","4828 CFM","825","3",null,null,"INCLUYE ENHUACALADO",3.7037037037037033,"5CDAHF218E825H","EXT.CDAHF2-18/18 3T 825RPM",19428.679899999999,71958.073703703689]
[77,"2021-01-11T08:41:00","EXPERTOS EN VENTILACION",231862,1,"DAL-H-9-1 1/2","127/1","-","-","593","1 1/2",null,null,"INCLUYE ENHUACALADO, CELDEK 8\", RECUBRIMIENTO POLIESTER",3.7037037037037033,"5UDLHF9705930H","LAV.DALH-9 1.5M 593RPM",18218.1109,67474.484814814801]
[78,"2021-01-11T09:11:00","EDISON MAQUINARIA",231866,1,"CMI-280","220/3","-","-","2300","1/2",null,null,null,3.7037037037037033,"5CMI2809023000","Existe",7434.3865999999998,27534.765185185181]
[79,"2021-01-11T14:00:00","REACSA",231879,1,"CCL 15/15","220/3","-","-","670","1 1/2",null,null,null,3.7037037037037033,"5CCL1515C06700","Existe",9777.1870999999992,{"$f":"R82*O82","v":36211.804074074069}]
[80,"2021-01-11T14:10:00","TEC FILTER",231880,1,"CXW 305","460/3","-","-","3520","5",null,null,"460 V",3.7037037037037033,"5CXW305460V","Existe",7816.4817000000003,28949.932222222218]
[81,"2021-01-11T16:02:00","AL MOTOR",231883,3,"CDAVF2-25/25","230/3","UIA 01 A 03","14500 CFM","625","7 1/2",null,null,"DESCARGA VERTICAL HACIA ARRIBA, SIN FILTROS, LOUVERS DE PROTECCION EN SUCCIÓN, ",3.7037037037037033,"FORMATO","FORMATO",null,0]
[82,"2021-01-11T16:02:00","AL MOTOR",231883,3,"AGE-T 1250/1","460/3","VE 01 AL 03","11600 CFM","485","1",null,null,"460 V",3.7037037037037033,"5AGET1250L460V","Existe",12224.72,45276.74074074073]
[83,"2021-01-12T09:17:00","LAGUNA COMPRESORES",231897,1,"CDAHF1-12/12","230/3","-","4000 CFM","1250","3",null,null,null,3.7037037037037033,"5CDAHF112E1251","EXT.CDAHF1-12/12 3T 1250RPM",13647.9851,50548.092962962954]
[84,"2021-01-12T11:42:00","AMBIENTE Y CONFORT EN CLIMAS",231908,2,"CCL 12/12","127/1","VI-01","1900 CFM","800","1/2",null,null,"BASE PORTAFILTRO CON FILTROS METÁLICOS (SUCCIÓN), LOUVERS DE PROTECCION EN SUCCIÓN",3.7037037037037033,"5CCL1212408000","EXT.CCL-12/12 1/2M 800RPM",7462.0925999999999,27637.379999999997]
[85,"2021-01-12T15:58:00","EDISON MAQUINARIA",231923,2,"CMI-250","220/3","-","-","2400","1/3",null,null,null,3.7037037037037033,"5CMI250T024010","EXT.CMI-250 1/3T 2400RPM",7724.6932999999999,28609.97518518518]
[86,"2021-01-13T10:53:00","CYVSA",231941,1,"CDAHF1-36/36","460/3","VI-01","32000 CFM","400","20",null,null,"MOTOR USO VARIADOR 2-MO-204VF, PORTAFILTRO CON FILTROS MERV 13 (SUCCIÓN), LOUVERS EN SUCCION",3.7037037037037033,"5CDAHF136N40LV","EXT.CDAHF1-36/36 20T 400RPM LV",75502.176600000006,279637.69111111108]
[87,"2021-01-13T10:58:00","EDISON MAQUINARIA",231942,2,"CME-280","220/3","-","-","2350","1/2",null,null,"ANTICHISPA AMCA \"C\", MOTOR ESTANDAR",3.7037037037037033,"5CME2809023500","EXT.CME-280 1/2T 2350RPM AMCA",7407.3548000000001,27434.647407407403]
[88,"2021-01-13T11:03:00","EDISON MAQUINARIA",231943,1,"CME-315","220/3","-","-","2150","3/4",null,null,"ANTICHISPA AMCA \"C\", MOTOR ESTANDAR",3.7037037037037033,"5CME315A021500","EXT.CME-315 3/4T 2150RPM AMCA",8331.1450999999997,30856.092962962957]
[89,"2021-01-13T11:58:00","SENSA CLIMATIZACION",231945,1,"CMI-900","220/3","VPE-01","14200 CFM","625","5",null,null,null,3.7037037037037033,"5CMI900F062500","Existe",30415.409899999999,112649.66629629627]
[90,"2021-01-13T11:58:00","SENSA CLIMATIZACION",231945,1,"CRVLT-30","220/3","VE-01","6275 CFM","450","1 1/2",null,null,null,3.7037037037037033,"5CRVLT30C04500","EXT.CRVLT-30 1.5T 450RPM",20192.984700000001,74788.83222222222]
[91,"2021-01-13T11:58:00","SENSA CLIMATIZACION",231945,8,"CLT-7","110/1","VE-02 AL 09","350 CFM","1500","1/4",null,null,null,3.7037037037037033,"5CLTG720150000","EXT.CLTG-7 1/4M 1500RPM",4799.6911,17776.633703703701]
[92,"2021-01-13T12:48:00","UNELSA",231949,1,"DAB-9/9","460/3","-","-","2200","5",null,null,"CAMBIO A DAB",3.7037037037037033,"5DAB99F0220000","EXT.DA/B-9/9 5T 2200RPM",7125.8735999999999,26392.124444444442]
[93,"2021-01-13T14:14:00","EXPERTOS EN VENTILACION",231955,2,"CME-800","230/3","-","-","825","3",null,null,"ARREGLO ANTICHISPA AMCA \"C\", MOTOR APEX 2-MO-067XUS",3.7037037037037033,"5CME800E825APX","EXT.CME-800 3T 825RPM AMCA",29629.164199999999,109737.64518518517]
[94,"2021-01-13T16:44:00","INSOLSA",231961,1,"5CCK-10/10","127/1","-","-","900","3/4",null,null,null,3.7037037037037033,"5CCK1010508950","Existe",5138.8305,19032.705555555553]
[95,"2021-01-14T11:46:00","INSOLSA",231984,1,"5CCK-12/12","127/1","-","-","900","3/4",null,null,null,3.7037037037037033,"5CCK1212509250","Existe",5565.1956,20611.835555555554]
[96,"2021-01-14T11:46:00","INSOLSA",231984,1,"5CCK-12/12","127/1","-","-","1000","1",null,null,null,3.7037037037037033,"5CCK1212601000","EXT.CCK-12/12 1M 1000RPM",5681.2092000000002,21041.515555555554]
[97,"2021-01-14T12:20:00","AVANTE",231982,2,"CST-2600","460/3","-","1700 CFM","3480","3",null,null,"PEDIDO CANCELADO, YA NO TRABAJAR CODIGO",3.7037037037037033,null,null,null,0]
[98,"2021-01-15T08:30:00","AL MOTOR",232003,3,"CDAHF2-9/9","230/3","-","-","1200","1",null,null,"PORTAFILTRO CON FILTROS METÁLICOS Y PLISADOS (SUCCION), LOUVER EN SUCCION",3.7037037037037033,"5CDAHF299B1200","EXT.CDAHF2-9/9 1T 1200RPM",7427.1785,27508.068518518514]
[99,"2021-01-15T08:30:00","AL MOTOR",232003,1,"CDAHF2-9/9","230/3","-","-","900","1/3",null,null,"PORTAFILTRO CON FILTROS METÁLICOS Y PLISADOS (SUCCION), LOUVER EN SUCCION",3.7037037037037033,"5CDAHF299T0900","EXT.CDAHF2-9/9 1/3T 900RPM",5855.3269,21686.395925925925]
[100,"2021-01-15T08:30:00","AL MOTOR",232003,1,"CRVLT-10","230/3","-","-","1000","1/3",null,null,null,3.7037037037037033,"5CRVLT10T01000","EXT.CRVLT-10 1/3T 1000RPM",6173.0766000000003,22863.246666666666]
[101,"2021-01-15T08:38:00","AL MOTOR",232006,2,"CDAHF2-18/18","460/3","-","-","815","7 1/2",null,null,"PORTAFILTRO CON FILTROS METÁLICOS Y PLISADOS (SUCCION), LOUVER EN SUCCION",3.7037037037037033,"5CDAHF218G0815","EXT.CDAHF2-18/18 7.5T 815RPM",20620.238000000001,76371.251851851848]
[102,"2021-01-15T09:03:00","SERVICIOS AIREXS",232007,1,"CRHLT-30","230/3","-","-","600","3",null,null,null,3.7037037037037033,"5CRHLT30E06000","Existe",19625.625499999998,72687.501851851834]
[103,"2021-01-15T10:42:00","AL MOTOR",232010,1,"DAL-H-9- 1/2","230/3","-","3215 CFM","478","1/2",null,null,null,3.7037037037037033,"5UDLHF99047700","LAV.DALH-9 1/2T 478RPM",16604.641899999999,61498.673703703695]
[104,"2021-01-15T13:56:00","CLIO CLIMATIZACION",231578,1,"CLT-7","127/1","-","250 CFM","1150","1/4",null,null,null,3.7037037037037033,"5CLTG7211700","Existe",4664.5294999999996,17276.035185185181]
[105,"2021-01-15T13:56:00","CLIO CLIMATIZACION",231578,2,"CLT-12","220/3","-","2070 CFM","1750","1",null,null,null,3.7037037037037033,"5CLTG12B17600","Existe",6802.4152000000004,25194.130370370367]
[106,"2021-01-15T13:56:00","CLIO CLIMATIZACION",231578,2,"CLT-14","220/3","-","690 CFM","750","1/4",null,null,null,3.7037037037037033,"5CLTG148075000","EXT.CLTG-14 1/4T 750RPM",5581.0989,20670.736666666664]
[107,"2021-01-15T13:56:00","CLIO CLIMATIZACION",231578,2,"CLT-18","220/3","-","2970 CFM","900","3/4",null,null,null,3.7037037037037033,"5CLTG18A090000","EXT.CLTG-18 3/4T 900RPM",7065.0036,26166.679999999997]
[108,"2021-01-15T16:51:00","SOCONUSCO",232022,2,"CMI-315","127/1","-","1497 CFM","1475","1/3",null,null,null,3.7037037037037033,"5CMI315315000","Existe",8168.3041000000003,30252.978148148144]
[109,"2021-01-15T17:42:00","SIGRIST",232027,1,"CMI-280","230/3","-","-","1980","1/2",null,null,"PEDIDO CANCELADO, YA NO TRABAJAR CODIGO",3.7037037037037033,null,null,null,0]
[110,"2021-01-18T09:57:00","TRANE",232038,1,"CDAHF2-12/12","230/3","-","2500 CFM","1125","1",null,null,null,3.7037037037037033,"5CDAHF212B1125","Existe",9540.5673000000006,35335.434444444443]
[111,"2021-01-18T09:57:00","TRANE",232039,1,"CMII-450","230/3","-","4585 CFM","2375","7 1/2",null,null,null,3.7037037037037033,"5CMII450G02375","EXT.CMII-450 7.5T 2375RPM",16233.0874,{"$f":"R114*O114","v":60122.545925925922}]
[112,"2021-01-18T09:57:00","TRANE",232041,1,"CDAHF2-12/12","230/3","-","4211 CFM","1250","3",null,null,null,3.7037037037037033,"5CDAHF212E1250","Existe",13574.8809,50277.336666666662]
[113,"2021-01-18T09:57:00","TRANE",232041,2,"CRVLT-18","230/3","-","2632 CFM","1150","3/4",null,null,null,3.7037037037037033,"5CRVLT18A01150","Existe",7948.9758000000002,29440.651111111107]
[114,"2021-01-18T09:57:00","TRANE",232042,1,"CDAVF1-18/18","220/1","-","4200 CFM","650","1 1/2",null,null,null,3.7037037037037033,"5CDAVF11870650","EXT.CDAVF1-18/18 1.5M 650RPM",15667.1186,58026.365185185176]
[115,"2021-01-18T09:57:00","TRANE",232042,1,"CRHLT-12","220/1","-","500 CFM","1125","1/4",null,null,null,3.7037037037037033,"5CRHLT12201125","Existe",5190.3701000000001,19223.592962962961]
[116,"2021-01-18T09:57:00","TRANE",232042,1,"CRVHT-22","220/1","-","5204 CFM","1000","2",null,null,null,3.7037037037037033,"5CRVHT22109750","Existe",12958.430899999999,47994.188518518509]
[117,"2021-01-18T15:51:00","SOCONUSCO",232052,2,"DAL-H-72- 15","220/3","-","-","424","15",null,null,null,3.7037037037037033,"5DLHF72M042000","Existe",75354.432100000005,279090.48925925925]
[118,"2021-01-18T16:56:00","ANTEQUERA",232055,1,"CMI-355","230/3","-","-","2140","2",null,null,null,3.7037037037037033,"5CMI355D021500","Existe",9962.1923000000006,36897.008518518516]
[119,"2021-01-18T17:25:00","TODO EN VENTILACION",232064,1,"CRWLT-12","127/1","-","-","1750","1/2",null,null,null,3.7037037037037033,"5CRWLT12401750","Existe",6054.4282000000003,22423.808148148146]
[120,"2021-01-18T17:59:00","REFRIMART",231559,1,"PERSIANA 800","-","-","-","-","-",null,null,"PERSIANA INYECCION ALTA PRESION: I-HGTA",3.7037037037037033,"5PERAL-800AI","PERSIANA INY 800 APERTURA SIM.",1832.3724999999999,6786.5648148148139]
[121,"2021-01-18T17:59:00","REFRIMART",231559,1,"PERSIANA 800","-","-","-","-","-",null,null,"PERSIANA EXTRACCION ALTA PRESION: HGTA",3.7037037037037033,"5PERAL-800A","PERSIANA 800 APERTURA SIM.",1799.5441000000001,6664.9781481481477]
[122,"2021-01-19T09:59:00","T Y P",232072,1,"DAL-H-16-3"," 230/3","-","-"," 487","3",null,null,null,3.7037037037037033,"5UDLHF16E04920","Existe ",30011.166799999999,111152.46962962962]
[123,"2021-01-19T12:33:00","SOCONUSCO",232077,1,"CMI-500","230/3","-","5000 CFM","1500","3",null,null,null,3.7037037037037033,"5CMI500E151500","Existe",14737.027,54581.581481481473]
[124,"2021-01-19T12:33:00","SOCONUSCO",232077,1,"CMI-500","230/3","-","4100 CFM","1325","3",null,null,null,3.7037037037037033,"5CMI500E013250","Existe",14658.8891,54292.181851851848]
[125,"2021-01-19T14:22:00","T Y P",230052,1,"HELICE ITGT/6-1250-9","-","-","-","-","-",null,null,"HELICE INY.TGT-1250 9P. BAL ANGULO DE LA PALA C, MOTOR QUE SE LE COLOCARA 10 HP 6P",3.7037037037037033,null,null,null,0]
[126,"2021-01-19T16:36:00","ABEASA",232089,1,"CLT-10","230/3","-","-","1350","1/2",null,null,"MOTOR APEX 2-MO-120PX",3.7037037037037033,"5CLTG109135APX","EXT.CLTG-10 1/2T 1350RPM MOTOR",7723.8090000000002,28606.699999999997]
[127,"2021-01-20T09:20:00","SWISS CLIMA",232101,1,"CMI-355","460/3","-","3673 M3/H","2475","2","CCW","TH","CCW, BRIDA EN SUCCION Y DESCARGA, JUNTA FLEXIBLE EN SUCCION",3.7037037037037033,"5CMI355D2475BD","EXT.CMI-355 2T 2475RPM GI BDAS",10942.6711,40528.411481481475]
[128,"2021-01-20T09:20:00","SWISS CLIMA",232101,1,"CMI-355","460/3","ISO-8","3970 M3/H","2500","2","CW","TH","BRIDA EN SUCCION Y DESCARGA, JUNTA FLEXIBLE EN SUCCION",3.7037037037037033,"5CMI355D2500BD","EXT.CMI-355 2T 2500RPM  BDAS.",11023.631799999999,40828.265925925916]
[129,"2021-01-20T09:20:00","SWISS CLIMA",232101,1,"CMI-315","460/3","ISO-9","2983 M3/H","2775","1 1/2","CW","TH","BRIDA EN SUCCION Y DESCARGA, JUNTA FLEXIBLE EN SUCCION",3.7037037037037033,"5CMI315C2775BD","EXT.CMI-315 1.5T 2775RPM BDAS.",10632.700800000001,39380.373333333329]
[130,"2021-01-21T09:31:00","CYVSA",232136,1,"CLT-16","127/1","VE-04","1323 CFM","900","1/3",null,null,null,{"$f":"2/0.54","v":3.7037037037037033},"5CLTG163090000","EXT.CLTG-16 1/3M 900RPM",6256.1188000000002,23170.810370370367]
[131,"2021-01-21T09:31:00","CYVSA",232136,1,"CLT-16","127/1","VE-05","1132 CFM","975","1/2",null,null,null,3.7037037037037033,"5CLTG164097500","EXT.CLTG-16 1/2M 975RPM",6311.9794000000002,23377.701481481479]
[132,"2021-01-21T10:18:00","SOCONUSCO",232124,2,"DAL-H-72-10","220/3","-","-","343","10",null,null,null,3.7037037037037033,"5DLHF72H035000","Existe",72230.0236,267518.60592592589]
[133,"2021-01-21T10:24:00","SOCONUSCO",232125,2,"DAL-H-72-15","220/3","-","-","424","15",null,null,null,3.7037037037037033,"5DLHF72M042000","Existe",75354.432100000005,279090.48925925925]
[134,"2021-01-21T11:18:00","CLIMAS ALFA",232142,1,"5CCK-12/12","230/3","-","-","900","3/4",null,null,null,3.7037037037037033,"5CCK1212A09000","EXT.CCK-12/12 3/4T 900RPM",6203.6904999999997,22976.631481481476]
[135,"2021-01-21T12:59:00","HIGH TECH SERVICES",231326,2,"PERSIANA 630","-","-","-","-","-","-",null,"PERSIANA EXTRACCION ALTA PRESION: HGTA",3.7037037037037033,"5PER/X-630","Existe",1426.4007999999999,5282.9659259259251]
[136,"2021-01-21T14:11:00","TERMO CONTROL",232155,1,"CCR-15/15","127/1","-","-","700","1 1/2",null,null,null,3.7037037037037033,"5CCR1515707000","EXT.CCR-15/15 1.5M 700RPM",10490.5394,38853.849629629622]
[137,"2021-01-21T15:44:00","AVANTE",232159,1,"HXT-500/H","460/3","-","10180 M3/H","1650","1/2",null,null,"460 V",3.7037037037037033,"5HXT50028460V","Existe",2683.5668999999998,9939.1366666666654]
[138,"2021-01-21T16:11:00","AVANTE",231982,2,"CME-280","460/3","-","1690 M3/H","3150","2",null,null,"CW, BH, ARREGLO ANTICHISPA AMCA \"C\", MOTOR  2-MO-220US",3.7037037037037033,"5CME280D031500","EXT.CME-280 2T 3150RPM DESC.BH",9189.5434000000005,34035.345925925925]
[139,"2021-01-22T12:25:00","ECONOAIRE",232192,1,"CRVHT-18","220/1","EXT-07","4184 CFM",1550,"1 1/2",null,null,"MALLA DE PROTECCION EN DESCARGA, TRAMPA DE GRASA C/TAPA",3.7037037037037033,"5CRVHT187155TG","Existe",8280.5218999999997,30668.599629629625]
[140,"2021-01-22T12:25:00","ECONOAIRE",232192,1,"CRVLT-14","127/1","EXT-08","1334 CFM",1725,"1/2",null,null,"MALLA DE PROTECCION EN DESCARGA, TRAMPA DE GRASA C/TAPA",3.7037037037037033,"5CRVLT144172TG","Existe",7131.8275000000003,26414.175925925923]
[141,"2021-01-22T12:25:00","ECONOAIRE",232192,1,"CRVLT-12","127/1","EXT-09","1061 CMF",1725,"1/2",null,null,"MALLA DE PROTECCION EN DESCARGA, TRAMPA DE GRASA C/TAPA",3.7037037037037033,"5CRVLT124175TG","Existe",6434.6904000000004,23832.186666666665]
[142,"2021-01-22T12:25:00","ECONOAIRE",232192,1,"CRVHT-22","230/3","EXT-10","7153 CFM",1125,"3",null,null,"MALLA DE PROTECCION EN DESCARGA, TRAMPA DE GRASA C/TAPA",3.7037037037037033,"5CRVHT22E112TG","EXT.CRVHT-22 3T 1125RPM TG",16685.016100000001,61796.35592592592]
[143,"2021-01-22T12:25:00","ECONOAIRE",232192,1,"CRVLT-16","127/1","EXT-11","2779 CFM","1175","3/4",null,null,"MALLA DE PROTECCION EN DESCARGA, TRAMPA DE GRASA C/TAPA",3.7037037037037033,"5CRVLT165117TG","EXT.CRVLT-16 3/4M 1175RPM TG",7487.4128000000001,{"$f":"R146*O146","v":27731.158518518514}]
[144,"2021-01-22T12:25:00","ECONOAIRE",232192,1,"CRVHT-16","127/1","EXT-12","3401 CFM",1350,"3/4",null,null,"MALLA DE PROTECCION EN DESCARGA, TRAMPA DE GRASA C/TAPA",3.7037037037037033,"5CRVHT165135TG","EXT.CRVHT-16 3/4M 1350RPM TG",7380.2533000000003,27334.271481481479]
[145,"2021-01-22T13:27:00","REFRIGERACION LOZANO",232198,3,"CRVLT-18","220/1","-","3838 CFM","1200","3/4",null,null,null,3.7037037037037033,"5CRVLT18501200","Existe",7541.7665999999999,27932.468888888885]
[146,"2021-01-22T16:05:00","MULTIEQUIPOS",232204,2,"CMI-355","220/1","-","-","1725","1",null,null,null,3.7037037037037033,"5CMI3556017500","Existe",8621.9298999999992,31933.073703703696]
[147,"2021-01-22T16:05:00","MULTIEQUIPOS",232204,2,"CCR-12/12","220/1","-","-","800","1/2",null,null,null,3.7037037037037033,"5CCR1212408000","EXT.CCR-12/12 1/2M 800RPM",7757.8113000000003,28732.634444444444]
[148,"2021-01-25T11:15:00","SICLIMA",232210,2,"CMI-630","460/3","-","-","1350","7 1/2",null,null,"BRIDA EN SUCCION Y DESCARGA",3.7037037037037033,"5CMI630G1350BD","EXT.CMI-630 7.5T 1350RPM BDA.",20952.256099999999,77600.948518518504]
[149,"2021-01-25T11:15:00","SICLIMA",232210,1,"CMI-400","460/3","-","-","2100","3",null,null,"BRIDA EN SUCCION Y DESCARGA",3.7037037037037033,"5CMI400E2100BD","EXT.CMI-400 3T 2100RPM BDA.",13120.8941,48595.904074074067]
[150,"2021-01-25T11:15:00","SICLIMA",232210,1,"CMI-710","460/3","-","-","1100","7 1/2",null,null,"BRIDA EN SUCCION Y DESCARGA",3.7037037037037033,"5CMI710G1100BD","EXT.CMI-710 7.5T 1100RPM BDA.",26154.3511,96867.96703703703]
[151,"2021-01-25T11:15:00","SICLIMA",232210,1,"CMI-560","460/3","-","-","1450","5",null,null,"BRIDA EN SUCCION Y DESCARGA",3.7037037037037033,"5CMI560F1450BD","EXT.CMI-560 5T 1450RPM BDA.",17690.6037,65520.754444444436]
[152,"2021-01-25T11:15:00","SICLIMA",232210,1,"CMI-800","460/3","-","-","1000","10",null,null,"BRIDA EN SUCCION Y DESCARGA",3.7037037037037033,"5CMI800H1000BD","EXT.CMI-800 10T 1000RPM BDA.",30548.599099999999,113142.95962962961]
[153,"2021-01-25T11:15:00","SICLIMA",232210,1,"BDB-355","460/3","-","-","2400","5",null,null,"BRIDA EN DESCARGA",3.7037037037037033,"FORMATO","FORMATO",null,0]
[154,"2021-01-25T16:43:00","TRANE",232254,2,"CDAHF1-12/12","230/3","-","-","1000","2",null,null,null,3.7037037037037033,"5CDAHF112D1000","Existe",11708.787200000001,43365.878518518519]
[155,"2021-01-25T16:43:00","TRANE",232254,1,"CMI-630","230/3","-","-","1351","7 1/2",null,null,null,3.7037037037037033,"5CMI630G135100","Existe",19800.876799999998,73336.580740740726]
[156,"2021-01-25T16:54:00","LETICIA VIDAL",232255,1,"TAT-630/H","230/3","VI-02","2600 CFM","1300","2",null,null,"ARREGLO ANTICHISPA AMCA \"C\", MOTOR APEX 2-MO-165US",3.7037037037037033,"5TAT-630/18APX","EXT.TAT-630/18 2T 1300RPM",12636.142599999999,46800.528148148143]
[157,"2021-01-25T16:48:00","PROENSA",232263,2,"LOU-AL42","-","-","-","-","-",null,null,"LOUVER 42x30  ALUM.ALETAS FIJA",3.7037037037037033,"5LOU-4230A","Existe",1663.5871999999999,6161.4340740740736]
[158,"2021-01-25T16:48:00","PROENSA",232263,2,"DAL-9-H-1 1/2","230/3","-","-","575","1 1/2",null,null,null,3.7037037037037033,"5UDLHF9C057500","Existe",16380.6163,60668.949259259251]
[159,"2021-01-25T16:48:00","PROENSA",232263,2,"DAL-16-H-3","230/3","-","-","496","3",null,null,null,3.7037037037037033,"5UDLHF16E04920","Existe",30011.166799999999,111152.46962962962]
[160,"2021-01-25T16:48:00","PROENSA",232263,1,"DAL-25-H- 5","230/3","-","-","491","5",null,null,null,3.7037037037037033,"5UDLHF25F04910","Existe",42356.7281,156876.77074074073]
[161,"2021-01-26T10:06:00","CYVSA",232277,1,"CDAHF1-18/18","460/3","UV-01","3872 CFM","675","1 1/2",null,null,"LOUVER EN SUCCION, PORTAFILTRO CON FILTROS METÁLICOS (SUCCIÓN)",3.7037037037037033,"5CDAHF118C0700","Existe",16090.947399999999,59596.10148148147]
[162,"2021-01-26T10:31:00","UMAS",232278,2,"DAB-15/15","460/3","VE-01","-","950","5",null,null,null,3.7037037037037033,"5DAB1515F09500","EXT.DA/B-15/15 5T 950RPM",8623.6208999999999,31939.336666666662]
[163,"2021-01-26T11:30:00","REMA INGENIERIA ",232285,1,"CRHLT-10","230/3","-","620 CFM",1075,"1/4",null,null,null,3.7037037037037033,"5CRHLT10801075","Existe",5270.0758999999998,19518.799629629626]
[164,"2021-01-26T11:30:00","REMA INGENIERIA ",232285,1,"CRHLT-12","230/3","-","1320 CFM",1525,"1/3",null,null,null,3.7037037037037033,"5CRHLT12T01500","Existe",5418.11,20067.074074074069]
[165,"2021-01-26T11:30:00","REMA INGENIERIA ",232285,1,"CRHLT-16","230/3","-","3468 CFM",1350,"1",null,null,null,3.7037037037037033,"5CRHLT16B01350","EXT.CRHLT-16 1T 1350RPM",7402.7767000000003,27417.691481481481]
[166,"2021-01-26T11:30:00","REMA INGENIERIA ",232285,1,"CRWLT-10","230/3","-","1155 CFM",1800,"1/3",null,null,null,3.7037037037037033,"5CRWLT10T01775","Existe",6266.5092000000004,23209.293333333331]
[167,"2021-01-26T11:30:00","REMA INGENIERIA ",232285,1,"CRWLT-12","230/3","-","1380 CFM",1550,"1/3",null,null,null,3.7037037037037033,"5CRWLT12T01550","EXT.CRWLT-12 1/3T 1550RPM",6300.8517000000002,23336.487777777777]
[168,"2021-01-26T11:44:00","EXPERTOS EN VENTILACION",232289,6,"CMI-1120","440/3","-","-","500","7 1/2",null,null,null,3.7037037037037033,"5CMI1120G50000","Existe",58028.543100000003,214920.53]
[169,"2021-01-26T12:32:00","EXPERTOS EN VENTILACION",232281,2,"DAL-16-V-2","440/3","-","-","450","2",null,null,null,3.7037037037037033,"5UDLVF16D04500","Existe",28762.103500000001,106526.30925925924]
[170,"2021-01-27T09:27:00","ABEASA",232346,1,"CDAHF2-22/22","230/3","-","-","775","7 1/2",null,null,null,3.7037037037037033,"5CDAHF222G0775","Existe",30116.950799999999,111544.2622222222]
[171,"2021-01-27T10:15:00","EDISON MAQUINARIA",232123,3,"CMI-630","230/3","-","6600 CFM","975","3",null,null,null,3.7037037037037033,"5CMI630E098000","Existe",18059.297600000002,66886.287407407406]
[172,"2021-01-27T10:15:00","EDISON MAQUINARIA",232123,1,"CLT-10","230/3","-","550 CFM","1425","1/4",null,null,null,3.7037037037037033,"5CLTG108014250","Existe",5346.0846000000001,19800.313333333332]
[173,"2021-01-27T10:15:00","EDISON MAQUINARIA",232123,1,"CLT-7","230/3","-","300 CFM","2000","1/3",null,null,null,3.7037037037037033,"5CLTG7T0200000","EXT.CLTG-7 1/3T 2000RPM",5120.3069999999998,18964.099999999999]
[174,"2021-01-27T10:15:00","EDISON MAQUINARIA",232123,1,"CLT-12","230/3","-","1100 CFM","1350","1/2",null,null,null,3.7037037037037033,"5CLTG129013500","Existe",5887.9506000000001,21807.224444444444]
[175,"2021-01-27T10:15:00","EDISON MAQUINARIA",232123,1,"CMI-630","230/3","-","4160 CFM","875","1 1/2",null,null,null,3.7037037037037033,"5CMI630C087500","EXT.CMI-630 1.5T 875RPM",17019.752100000002,{"$f":"R178*O178","v":63036.118888888886}]
[176,"2021-01-27T10:15:00","EDISON MAQUINARIA",232123,1,"CLT-12","230/3","-","830 CFM","1050","1/4",null,null,null,3.7037037037037033,"5CLTG128010500","EXT.CLTG-12 1/4T 1050RPM",5635.8038999999999,20873.347777777773]
[177,"2021-01-27T10:15:00","EDISON MAQUINARIA",232123,1,"CLT-18","230/3","-","2700 CFM","1225","1 1/2",null,null,null,3.7037037037037033,"5CLTG18C012260","EXT.CLTG-18 1.5T 1225RPM",8254.8541999999998,30573.534074074068]
[178,"2021-01-27T10:15:00","EDISON MAQUINARIA",232123,1,"CMI-315","230/3","-","1110 CFM","1550","1/2",null,null,null,3.7037037037037033,"5CMI3159015500","EXT.CMI-315 1/2T 1550RPM",8470.7139000000006,31373.014444444445]
[179,"2021-01-27T10:15:00","EDISON MAQUINARIA",232123,1,"CLT-36","230/3","-","15350 CFM","600","5",null,null,null,3.7037037037037033,"5CLTG36F060000","Existe",33961.132799999999,125781.97333333331]
[180,"2021-01-27T10:15:00","EDISON MAQUINARIA",232123,1,"CRWLT-16","230/3","-","1200 CFM","850","1/4",null,null,null,3.7037037037037033,"5CRWLT16808500","EXT.CRWLT-16 1/4T 850RPM",7226.7169000000004,26765.618148148147]
[181,"2021-01-27T10:15:00","EDISON MAQUINARIA",232123,1,"CLT-12","230/3",null,"460 CFM","1050","1/4",null,null,null,3.7037037037037033,"5CLTG128010500","EXT.CLTG-12 1/4T 1050RPM",5637.1338999999998,20878.2737037037]
[182,"2021-01-27T10:15:00","EDISON MAQUINARIA",232123,1,"CLT-16","230/3","-","2430 CFM","1150","3/4",null,null,null,3.7037037037037033,"5CLTG16A011500","EXT.CLTG-16 3/4T 1150RPM",6728.5721000000003,24920.637407407405]
[183,"2021-01-27T10:15:00","EDISON MAQUINARIA",232123,3,"CRVLT-36","230/3","-","18600 CFM","725","7 1/2",null,null,null,3.7037037037037033,"5CRVLT36G07250","Existe",37683.639300000003,139569.03444444443]
[184,"2021-01-27T10:15:00","EDISON MAQUINARIA",232123,1,"CLT-16","230/3","-","1000 CFM","1100","3/4",null,null,null,3.7037037037037033,"5CLTG16A011000","Existe",6432.8315000000002,23825.301851851851]
[185,"2021-01-27T10:15:00","EDISON MAQUINARIA",232123,2,"WXT 800-1/2-S","460/3",null,"4060 CFM","530","1/2",null,null,"MALLA EN SUCCION, PERSIANA GRAVEDAD, BRIDA EN DESCARGA",3.7037037037037033,"5WXT8009530PMC","EXT.WXT-800 1/2T 530RPM MALLA",12360.744000000001,45780.533333333333]
[186,"2021-01-27T10:15:00","EDISON MAQUINARIA",232123,2,"DAL-96-V-30","460/3","-","27900 CFM","380","30",null,null,"DESCARGA VERTICAL HACIA ARRIBA",3.7037037037037033,"5DLVF96Q0380UB","LAV. DALV-96 30T 4P 380RPM 0",128852.5762,477231.76370370365]
[187,"2021-01-27T10:15:00","EDISON MAQUINARIA",232123,1,"CLT-16","230/3","-","1600 CFM","950","1/2",null,null,null,3.7037037037037033,"5CLTG169095000","EXT.CLTG-16 1/2T 950RPM",6570.3720999999996,24334.711481481478]
[188,"2021-01-27T10:15:00","EDISON MAQUINARIA",232123,1,"CLT-12","230/3","-","900 CFM","1162","1/3",null,null,null,3.7037037037037033,"5CLTG12T011620","EXT.CLTG-12 1/3T 1162RPM",5670.3037999999997,21001.125185185181]
[189,"2021-01-27T10:15:00","EDISON MAQUINARIA",232123,1,"CLT-7","230/3","-","280 CFM","1575","1/4",null,null,null,3.7037037037037033,"5CLTG780157500","EXT.CLTG-7 1/4T 1575RPM",5047.1484,18693.142222222221]
[190,"2021-01-27T10:15:00","EDISON MAQUINARIA",232123,1,"CLT-18","230/3","-","1750 CFM","900","3/4",null,null,null,3.7037037037037033,"5CLTG18A090000","Existe",7065.0036,26166.679999999997]
[191,"2021-01-27T10:15:00","EDISON MAQUINARIA",232123,1,"CLT-12","230/3","-","420 CFM","1162","1/4",null,null,null,3.7037037037037033,"5CLTG128011620","EXT.CLTG-12 1/4T 1162RPM",5612.8037999999997,20788.162222222218]
[192,"2021-01-27T10:15:00","EDISON MAQUINARIA",232123,1,"CLT-16","230/3","-","1310 CFM","900","1/2",null,null,null,{"$f":"2/0.54","v":3.7037037037037033},"5CLTG169092000","Existe",6278.4017000000003,23253.339629629627]
[193,"2021-01-27T10:15:00","EDISON MAQUINARIA",232123,1,"CLT-12","230/3","-","620 CFM","1125","1/4",null,null,null,3.7037037037037033,"5CLTG128011250","Existe",5557.5482000000002,20583.51185185185]
[194,"2021-01-27T10:15:00","EDISON MAQUINARIA",232123,1,"CLT-7","230/3","-","300 CFM","1575","1/4",null,null,null,3.7037037037037033,"5CLTG780157500","EXT.CLTG-7 1/4T 1575RPM",5048.4784,18698.068148148144]
[195,"2021-01-27T10:15:00","EDISON MAQUINARIA",232123,1,"CLT-16","230/3","-","1760 CFM","1175","3/4",null,null,"BANCO PORTAFILTROS DE CARBON ACTIVADO",3.7037037037037033,"5CLTG16A1175FI","EXT.CLTG-16 3/4T 1175RPM",10333.937599999999,38273.842962962954]
[196,"2021-01-27T10:15:00","EDISON MAQUINARIA",232123,1,"CLT-12","230/3","-","1300 CFM","1285","1/2",null,null,"BANCO PORTAFILTROS DE CARBON ACTIVADO",3.7037037037037033,"5CLTG1291285FI","EXT.CLTG-12 1/2T 1285RPM",8294.1257999999998,30718.984444444439]
[197,"2021-01-27T11:20:00","TRANE",232353,1,"CDAHF2-12/12","230/3","-","3125 CFM","975","1 1/2",null,null,null,3.7037037037037033,"5CDAHF212C1000","Existe",12150.273300000001,45001.01222222222]
[198,"2021-01-27T11:20:00","TRANE",232353,1,"CRVLT-20","230/3","-","3905 CFM","1150","1",null,null,null,3.7037037037037033,"5CRVLT20B01150","Existe",9247.6126000000004,34250.417037037034]
[199,"2021-01-27T11:31:00","TRANE",232355,1,"CMI-400","230/3","-","2940 CFM","1525","1",null,null,null,3.7037037037037033,"5CMI400B015260","Existe",10543.820299999999,39051.186296296291]
[200,"2021-01-27T11:31:00","TRANE",232355,1,"CRHLT-12","127/1","-","702 CFM","1100","1/4",null,null,null,3.7037037037037033,"5CRHLT12201100","Existe",5190.3701000000001,19223.592962962961]
[201,"2021-01-27T11:31:00","TRANE",232355,1,"CRVHT-18","230/3","-","3905 CFM","1550","1 1/2",null,null,null,3.7037037037037033,"5CRVHT18C15500","Existe",8929.6221000000005,33072.674444444441]
[202,"2021-01-27T11:31:00","TRANE",232355,1,"CRVLT-24","230/3","-","3905 CFM","900","1 1/2",null,null,null,3.7037037037037033,"5CRVLT24C09000","EXT.CRVLT-24 1.5T 900RPM",14089.0951,52181.833703703698]
[203,"2021-01-27T12:52:00","SOCONUSCO",232364,1,"CMI-280","220/1","-","-","1600","1/4",null,null,null,3.7037037037037033,"5CMI2802160000","Existe",7352.2529000000004,27230.566296296296]
[204,"2021-01-27T13:02:00","TRANE",232365,1,"CDAHF2-12/12","230/3","-","2424 CFM","1020","1 1/2",null,null,null,3.7037037037037033,"5CDAHF212C1000","Existe",12150.273300000001,45001.01222222222]
[205,"2021-01-27T13:02:00","TRANE",232365,1,"CDAHF2-12/12","230/3","-","2424 CFM","1150","1",null,null,null,3.7037037037037033,"5CDAHF212B1170","Existe",11536.470799999999,42727.669629629621]
[206,"2021-01-27T13:02:00","TRANE",232365,1,"CRVLT-18","230/3","-","3030 CFM","1425","1",null,null,null,3.7037037037037033,"5CRVLT18B01425","Existe",9066.0954999999994,33578.131481481476]
[207,"2021-01-28T10:35:00","CUMEX",232394,1,"DA-10/10","220/1","VE-01","-","1100","3/4",null,null,null,3.7037037037037033,"5DA10105011000","EXT.DA-10/10 3/4M 1100RPM",3425.8977,12688.509999999998]
[208,"2021-01-28T10:41:00","GRUPO OREA",232395,1,"CDAVF1-12/12","230/3","-","-","1300","1 1/2",null,null,null,3.7037037037037033,"5CDAVF112C1300","EXT.CDAVF1-12/12 1.5T 1300RPM",12068.7657,44699.132222222215]
[209,"2021-01-28T10:49:00","GRUPO UNELSA",232397,2,"CMI-800","460/3","-","-","1175","15",null,null,null,3.7037037037037033,"5CMI800M11500 ","Existe",26015.346799999999,96353.136296296288]
[210,"2021-01-28T11:43:00","POZA RICA",232401,1,"CMI-450","230/3","-","-","2000","5",null,null,null,3.7037037037037033,"5CMI450F200000","Existe",13160.571900000001,48742.858888888884]
[211,"2021-01-28T17:14:00","PRODEMEX",232383,1,"CMI-500","460/3","TAE-01","3832 CFM",1150,"1 1/2",null,null,null,3.7037037037037033,"5CMI500C116000","Existe",12736.245000000001,47171.277777777774]
[212,"2021-01-28T17:14:00","PRODEMEX",232383,1,"CMI-500","460/3","TAE-02","3405 CFM",1100,"1",null,null,null,3.7037037037037033,"5CMI500B011000","Existe",12635.4638,46798.014074074068]
[213,"2021-01-28T17:14:00","PRODEMEX",232383,1,"CMI-560","460/3","TAE-03","4320 CFM",1000,"1 1/2",null,null,null,3.7037037037037033,"5CMI560C100030","Existe",14896.8004,55173.334814814807]
[214,"2021-01-28T17:14:00","PRODEMEX",232383,1,"CMI-500","460/3","TAE-04","3802 CFM",1150,"1 1/2",null,null,null,3.7037037037037033,"5CMI500C116000","REPETIDO",null,0]
[215,"2021-01-28T17:14:00","PRODEMEX",232383,1,"CLT-14","220/1","TAE-05","1730 CFM",1600,"3/4",null,null,"CUBIERTA MOTOR",3.7037037037037033,"5CLTG1451600CM","EXT.CLTG-14 3/4M 1600RPM CUBRE",6326.0802000000003,23429.926666666666]
[216,"2021-01-28T17:14:00","PRODEMEX",232383,1,"CLT-16","220/1","TAE-06","2200 CFM",1050,"3/4",null,null,"CUBIERTA MOTOR",3.7037037037037033,"5CLTG1651050CM","Existe",6838.1917000000003,25326.635925925922]
[217,"2021-01-28T17:14:00","PRODEMEX",232383,1,"CLT-14","220/1","TAE-07","1878 CFM",1700,"3/4",null,null,"CUBIERTA MOTOR",3.7037037037037033,"5CLTG1451700CM","EXT.CLTG-14 3/4M 1700RPM CUBRE",6308.9800999999998,23366.592962962961]
[218,"2021-01-28T17:14:00","PRODEMEX",232383,1,"CLT-14","220/1","TAE-08","1682 CFM",1575,"1/2",null,null,"CUBIERTA MOTOR",3.7037037037037033,"5CLTG1441575CM","EXT.CLTG-14 1/2M 1575RPM CUBRE",6230.0479999999998,23074.251851851848]
[219,"2021-01-28T17:14:00","PRODEMEX",232383,1,"CMI-710","460/3","VE-01","5880 CFM",825,"3",null,null,"CUBIERTA MOTOR",3.7037037037037033,"5CMI710E082500","REPETIDO",null,0]
[220,"2021-01-28T17:14:00","PRODEMEX",232383,1,"CMI-710","460/3","VE-02","5775 CFM",775,"2",null,null,"CUBIERTA MOTOR",3.7037037037037033,"5CMI710D077500","Existe",22301.1561,82596.874444444431]
[221,"2021-01-28T17:14:00","PRODEMEX",232383,1,"CMI-710","460/3","VE-03","5857 CFM",725,"2",null,null,"CUBIERTA MOTOR",3.7037037037037033,"5CMI710D073030","Existe",22309.940500000001,82629.40925925925]
[222,"2021-01-28T17:14:00","PRODEMEX",232383,1,"CMI-710","460/3","VE-04","5880 CFM",825,"3",null,null,"CUBIERTA MOTOR",3.7037037037037033,"5CMI710E082500","Existe",23875.6587,88428.365555555545]
[223,"2021-01-28T17:14:00","PRODEMEX",232383,1,"CMI-630","460/3","VE-05","4750 CFM",925,"2",null,null,"CUBIERTA MOTOR",3.7037037037037033,"5CMI630D092500","Existe",16328.7721,60476.933703703697]
[224,"2021-01-28T17:14:00","PRODEMEX",232383,1,"CET-2000","460/3","VE-07","620 CFM",1740,"1/2",null,null,"460 V",3.7037037037037033,"5CET2000460V","Existe",2023.4460999999999,7494.2448148148133]
[225,"2021-01-28T17:14:00","PRODEMEX",232383,1,"CMI-315","460/3","VE-08","1615 CFM",2100,"3/4",null,null,"CUBIERTA MOTOR",3.7037037037037033,"5CMI315A021150","Existe",8438.4104000000007,31253.371851851851]
[226,"2021-01-28T17:14:00","PRODEMEX",232383,1,"CMI-400","460/3","VE-09","3935 CFM",1850,"2",null,null,"CUBIERTA MOTOR",3.7037037037037033,"5CMI400D018500","Existe",10421.936799999999,38599.765925925916]
[227,"2021-01-28T17:14:00","PRODEMEX",232383,1,"CMI-315","460/3","VE-10","990 CFM",1775,"1/2",null,null,"CUBIERTA MOTOR",3.7037037037037033,"5CMI3159017750","Existe",8194.8858999999993,30351.429259259254]
[228,"2021-01-28T17:14:00","PRODEMEX",232383,1,"CLT-16","220/1","VE-11","1600 CFM",1175,"3/4",null,null,"CUBIERTA MOTOR",3.7037037037037033,"5CLTG1651175CM","EXT.CLTG-16 3/4M 1175RPM CUBRE",7261.1331,26893.085555555554]
[229,"2021-01-28T17:14:00","PRODEMEX",232383,1,"CLT-16","220/1","VE-12","1600 CFM",1175,"3/4",null,null,"CUBIERTA MOTOR",3.7037037037037033,"5CLTG1651175CM","REPETIDO",null,0]
[230,"2021-01-28T17:14:00","PRODEMEX",232383,1,"CLT-16","220/1","VE-13","1600 CFM",1175,"3/4",null,null,"CUBIERTA MOTOR",3.7037037037037033,"5CLTG1651175CM","REPETIDO",null,0]
[231,"2021-01-28T17:14:00","PRODEMEX",232383,1,"CLT-16","220/1","VE-14","1600 CFM",1175,"3/4",null,null,"CUBIERTA MOTOR",3.7037037037037033,"5CLTG1651175CM","REPETIDO",null,0]
[232,"2021-01-28T17:14:00","PRODEMEX",232383,1,"CLT-16","220/1","VE-15","1600 CFM",1175,"3/4",null,null,"CUBIERTA MOTOR",3.7037037037037033,"5CLTG1651175CM","REPETIDO",null,0]
[233,"2021-01-28T17:14:00","PRODEMEX",232383,1,"CLT-16","220/1","VE-16","1600 CFM",1175,"3/4",null,null,"CUBIERTA MOTOR",3.7037037037037033,"5CLTG1651175CM","REPETIDO",null,0]
[234,"2021-01-28T17:14:00","PRODEMEX",232383,1,"CLT-14","220/1","VE-17","414 CFM",1500,"1/3",null,null,"CUBIERTA MOTOR",3.7037037037037033,"5CLTG1431500CM","EXT.CLTG-14 1/3M 1500RPM CUBRE",6174.1873999999998,22867.360740740736]
[235,"2021-01-28T17:14:00","PRODEMEX",232383,1,"CLT-16","220/1","VE-18","1600 CFM",1175,"3/4",null,null,"CUBIERTA MOTOR",3.7037037037037033,"5CLTG1651175CM","REPETIDO",null,0]
[236,"2021-01-28T17:14:00","PRODEMEX",232383,1,"CLT-16","220/1","VE-19","1600 CFM",1175,"3/4",null,null,"CUBIERTA MOTOR",3.7037037037037033,"5CLTG1651175CM","REPETIDO",null,0]
[237,"2021-01-28T17:14:00","PRODEMEX",232383,1,"CLT-16","220/1","VE-20","1600 CFM",1175,"3/4",null,null,"CUBIERTA MOTOR",3.7037037037037033,"5CLTG1651175CM","REPETIDO",null,0]
[238,"2021-01-28T17:14:00","PRODEMEX",232383,1,"CLT-16","220/1","VE-21","1600 CFM",1175,"3/4",null,null,"CUBIERTA MOTOR",3.7037037037037033,"5CLTG1651175CM","REPETIDO",null,0]
[239,"2021-01-28T17:14:00","PRODEMEX",232383,1,"CLT-16","220/1","VE-22","1600 CFM",1175,"3/4",null,null,"CUBIERTA MOTOR",3.7037037037037033,"5CLTG1651175CM","REPETIDO",null,{"$f":"R242*O242","v":0}]
[240,"2021-01-28T17:14:00","PRODEMEX",232383,1,"CLT-22","460/3","VE-23","4250 CFM",1050,"2",null,null,"CUBIERTA MOTOR",3.7037037037037033,"5CLTG22D1050CM","Existe",12268.162399999999,45437.638518518514]
[241,"2021-01-28T17:14:00","PRODEMEX",232383,1,"CLT-14","220/1","VE-24","1500 CFM",1775,"3/4",null,null,"CUBIERTA MOTOR",3.7037037037037033,"5CLTG1451775CM","EXT.CLTG-14 3/4M 1775RPM CUBRE",6308.9800999999998,23366.592962962961]
[242,"2021-01-28T17:14:00","PRODEMEX",232383,1,"CLT-7","220/1","VE-25","360 CFM",2325,"1/2",null,null,"CUBIERTA MOTOR",3.7037037037037033,"5CLTG7402325CM","Existe",5777.7398000000003,21399.036296296294]
[243,"2021-01-28T17:14:00","PRODEMEX",232383,1,"CLTH-10","220/1","VE-26","800 CFM",2125,"1/2",null,null,"CUBIERTA MOTOR",3.7037037037037033,"5CLTG1042150CM","Existe",6493.3703999999998,24049.519999999997]
[244,"2021-01-28T17:14:00","PRODEMEX",232383,1,"CLT-14","220/1","VE-27","1600 CFM",1700,"3/4",null,null,"CUBIERTA MOTOR",3.7037037037037033,"5CLTG1451700CM","REPETIDO",null,0]
[245,"2021-01-28T17:14:00","PRODEMEX",232383,1,"CLT-14","220/1","VE-28","1600 CFM",1700,"3/4",null,null,"CUBIERTA MOTOR",3.7037037037037033,"5CLTG1451700CM","REPETIDO",null,0]
[246,"2021-01-28T17:14:00","PRODEMEX",232383,1,"CMI-400","460/3","VP-01 ","2640 CFM",1575,"1",null,null,null,3.7037037037037033,"5CMI400B015750","Existe",null,0]
[247,"2021-01-28T17:14:00","PRODEMEX",232383,1,"CMI-400","460/3","VP-02","2640 CFM",1575,"1",null,null,null,3.7037037037037033,"5CMI400B015750","Existe",10204.8647,37795.795185185183]
[248,"2021-01-29T11:17:00","AL MOTOR",232485,1,"CMII-710","460/3","-","18000 CFM","1625","15","CW","UB","DESCARGA UB, CL II",3.7037037037037033,"5CMII710M162UB","EXT.CMII-710 15T 1625RPM",38064.103000000003,140978.15925925926]
[249,"2021-01-29T11:26:00","AL MOTOR",232486,1,"CMI-900","460/3","-","12500 CFM","675","5",null,null,null,3.7037037037037033,"5CMI900F067500","Existe",32618.053800000002,120807.60666666666]
[250,"2021-01-29T11:56:00","ECONOAIRE",232487,1,"CRVLT-14","230/1","ER-06","972 CFM",1775,"3/4",null,null,null,3.7037037037037033,"5CRVLT14501775","Existe",6844.9598999999998,25351.703333333331]
[251,"2021-01-29T11:56:00","ECONOAIRE",232487,1,"CRVLT-16","230/3","ER-07","1385 CFM",1125,"3/4",null,null,null,3.7037037037037033,"5CRVLT16A01125","Existe",7334.4969000000001,27164.80333333333]
[252,"2021-01-29T11:56:00","ECONOAIRE",232487,1,"CRVLT-16","230/3","ER-08","2020 CFM",1250,1,null,null,null,3.7037037037037033,"5CRVLT16B01250","EXT.CRVLT-16 1T 1250RPM",8290.3765999999996,30705.098518518513]
[253,"2021-01-29T11:56:00","ECONOAIRE",232487,1,"CRVHT-18","230/3","ER-09","4247 CFM",1575,"1 1/2",null,null,null,3.7037037037037033,"5CRVHT18C01600","Existe",9076.4439000000002,33616.458888888883]
[254,"2021-01-29T11:56:00","ECONOAIRE",232487,1,"CRVLT-20","230/3","ER-10","3496 CFM",1275,"1 1/2",null,null,null,3.7037037037037033,"5CRVLT20C01300","Existe",9619.4055000000008,35627.427777777775]
[255,"2021-01-29T16:45:00","FAAR",232515,4,"DAL-45-H-7 1/2","220/3","-","-","553","7 1/2",null,null,null,3.7037037037037033,"5UDLHF45G05530","LAV.DAL-H-45 7.5T 553RPM",48865.443599999999,180983.12444444443]
{"$rows_empty":1048279}
[{"$nulls":14},{"$f":"2/0.54","v":3.7037037037037033}]

{"sheet":"FEBRERO 2021","index":1,"n_rows":1048539,"n_cols":20,"rows_kept":1048539,"cut":false,"hidden":false,"merged":[[0,0,0,13],[0,15,0,18],[1,5,1,13]]}
["SIAC",{"$nulls":14},"ING. INDUSTRIAL"]
[{"$nulls":5},"CARACTERISTICAS DEL EQUIPO"]
["ITEM","FECHA SOLICITADA","Nombre Cliente ","PEDIDO","CANTIDAD","EQUIPO","Conexión","TAG","Caudal","R.P.M","MOTOR","GIRO","DESCARGA","OBSERVACIONES","FACTOR VENTA","Codigo","Descripción ","COSTO","PRECIO LISTA","FECHA ENTREGA"]
[1,"2021-02-02T12:29:00","ANGELICA LOPEZ",232489,4,"DAL-25-V-5","230/3","VE-01","23000 CFM","584","5","CW","UB","DESCARGA VERTICAL HACIA ARRIBA, PORTAFILTROS Y LOUVERS, CODIGO REFERENCIA 5DLVF25F0584UB",{"$f":"2/0.54","v":3.7037037037037033},"FORMATO","FORMATO",null,{"$f":"R4*O4","v":0}]
[2,"2021-02-02T12:32:00","T Y P",232528,1,"CXW 305","230/3","-","-","3520","5","CW","UB","DESCARGA UB",{"$f":"2/0.54","v":3.7037037037037033},"FORMATO","FORMATO",null,{"$f":"R5*O5","v":0}]
[3,"2021-02-02T17:41:00","BARNHART - TAYLOR MX          ",232531,24,"DA-30/28","460/3/60","MA-01 @ 24","27264 CFM",425,15,"-","-","-",3.7037037037037033,"5DA3028M042500","EXT.DA-30/28 15T 425RPM",23797.190399999999,88137.742222222209]
[4,"2021-02-02T17:51:00","J & C TECHNOLOGY",232461,1,"CDAH-7/7","230/3","EXS.2","600 M3/HR","1125","1/4",null,null,null,3.7037037037037033,"5CDAH778011500","REPETIDO",null,0]
[5,"2021-02-02T17:51:00","J & C TECHNOLOGY",232461,1,"CDAH-10/10","460/3","EX0.4","3000 M3/HR","975","3/4",null,null,null,3.7037037037037033,"5CDAH1010A0975","EXT.CDAH-10/10 3/4T 975RPM",6223.9548999999997,23051.684814814813]
[6,"2021-02-02T17:51:00","J & C TECHNOLOGY",232461,1,"CDAH-7/7","230/3","EX0.7","1000 M3/HR","1150","1/4",null,null,null,3.7037037037037033,"5CDAH778011500","EXT.CDAH-7/7 1/4T 1150RPM",4742.3797000000004,17564.36925925926]
[7,"2021-02-02T17:51:00","J & C TECHNOLOGY",232461,3,"CDAH-7/7","230/3","EX0.9 A EX0.11","600 M3/HR","1100","1/4",null,null,null,3.7037037037037033,"5CDAH778011000","EXT.CDAH-7/7 1/4T 1100RPM",4742.3797000000004,17564.36925925926]
[8,"2021-02-02T17:51:00","J & C TECHNOLOGY",232461,1,"CDAH-7/7","230/3","EX0.25","1000 M3/HR","1125","1/4",null,null,null,3.7037037037037033,"5CDAH778011500","REPETIDO",null,0]
[9,"2021-02-02T17:51:00","J & C TECHNOLOGY",232461,1,"CMI-900","460/3","EX0.26","20000 M3/HR","600","5",null,null,null,3.7037037037037033,"5CMI900F06000","Existe",32609.3776,120775.47259259257]
[10,"2021-02-02T17:51:00","J & C TECHNOLOGY",232461,1,"CDAH-10/10","460/3","EX0.26","3000 M3/HR","950","3/4",null,null,null,3.7037037037037033,"5CDAH1010A0975","REPETIDO",null,0]
[11,"2021-02-02T17:51:00","J & C TECHNOLOGY",232461,1,"CDAH-18/18","460/3","EX0.28","8000 M3/HR","575","1 1/2",null,null,null,3.7037037037037033,"5CDAH1818C0575","EXT.CDAH-18/18 1.5T 575RPM",12522.1162,46378.208148148144]
[12,"2021-02-02T17:51:00","J & C TECHNOLOGY",232461,3,"CDAH-7/7","230/3","3 UDS","1000 M3/HR","1125","1/4",null,null,null,3.7037037037037033,"5CDAH778011500","REPETIDO"]
[13,"2021-02-02T17:51:00","J & C TECHNOLOGY",232461,2,"CMI-630","460/3","EX1.1.1 , EX1.1.2","10000 M3/HR","825","2",null,null,null,3.7037037037037033,"5CMI630D082500","Existe",17256.448400000001,{"$f":"R16*O16","v":63912.771851851852}]
[14,"2021-02-02T17:51:00","J & C TECHNOLOGY",232461,2,"CMI-900","460/3","EX1.2.1, EX1.2.2","20000 M3/HR","600","5",null,null,null,3.7037037037037033,"5CMI900F06000","REPETIDO",null,0]
[15,"2021-02-02T17:51:00","J & C TECHNOLOGY",232461,2,"CDAH-10/10","460/3","EX1.2.3, EX1.2.4","3000 M3/HR","950","3/4",null,null,null,3.7037037037037033,"5CDAH1010A0975","REPETIDO",null,0]
[16,"2021-02-02T17:51:00","J & C TECHNOLOGY",232461,2,"CMI-630","460/3","EX19.1, EX19.2","10000 M3/HR","825","2",null,null,null,3.7037037037037033,"5CMI630D082500","REPETIDO",null,0]
[17,"2021-02-02T17:51:00","J & C TECHNOLOGY",232461,1,"CMI-900","460/3","EX19.5","20000 M3/HR","600","5",null,null,null,3.7037037037037033,"5CMI900F06000","REPETIDO",null,0]
[18,"2021-02-02T17:51:00","J & C TECHNOLOGY",232461,1,"CDAH-10/10","460/3","EX19.6","3000 M3/HR","950","3/4",null,null,null,3.7037037037037033,"5CDAH1010A0975","REPETIDO",null,0]
[19,"2021-02-02T17:51:00","J & C TECHNOLOGY",232461,9,"CDAH-10/10","230/3","EXT BAÑOS HAB","3200 M3/HR","1050","1",null,null,null,3.7037037037037033,"5CDAH1010B1050","EXT.CDAH-10/10 1T 1050RPM",7171.6269000000002,26561.581111111107]
[20,"2021-02-02T17:51:00","J & C TECHNOLOGY",232461,5,"CDAH-7/7","230/3","EXT BAÑOS HAB","1600 M3/HR","1500","3/4",null,null,null,3.7037037037037033,"5CDAH77A015000","EXT.CDAH-7/7 3/4T 1500RPM",4988.7232999999997,18476.752962962961]
[21,"2021-02-02T17:51:00","J & C TECHNOLOGY",232461,9,"CDAH-7/7","230/3","EXT BAÑOS HAB","720 M3/HR","1275","1/3",null,null,null,3.7037037037037033,"5CDAH77T012750","EXT.CDAH-7/7 1/3T 1275RPM",4790.2465000000002,17741.653703703701]
[22,"2021-02-02T17:51:00","J & C TECHNOLOGY",232461,2,"CMI-900","460/3","EXT5.1, EX0.5.2","20000 M3/HR","600","5",null,null,null,3.7037037037037033,"5CMI900F06000","REPETIDO",null,0]
[23,"2021-02-02T17:51:00","J & C TECHNOLOGY",232461,2,"CDAH-10/10","460/3","EX0.5.3, EX0.5.4","3000 M3/HR","975","3/4",null,null,null,3.7037037037037033,"5CDAH1010A0975","REPETIDO",null,0]
[24,"2021-02-02T17:51:00","J & C TECHNOLOGY",232461,1,"CDAH-10/10","230/3","EX3.1","3000 M3/HR","950","3/4",null,null,null,3.7037037037037033,"5CDAH1010A0975","REPETIDO",null,0]
[25,"2021-02-03T09:00:00","GREGORIO GIJON",232520,1,"CMI-630","230/3","CAMPANA 1","9000 M3/H","900","2",null,null,null,3.7037037037037033,"5CMI630D090000","Existe",17257.4624,63916.527407407404]
[26,"2021-02-03T09:00:00","GREGORIO GIJON",232520,1,"CMI-355","230/3","CAMPANA 2","5000 M3/H","2200","1 1/2",null,null,null,3.7037037037037033,"5CMI355C022000","EXT.CMI-355 1.5T 2200RPM",10009.8696,37073.591111111105]
[27,"2021-02-03T13:37:00","CYVSA",232220,4,"CRVL-T-18","230/3","TORRE B VE-EA-HU-06, VE--EA-HU-07 y TORRE A VE-EA-HU-06, VE-EA-HU-07","3004 CFM","1125","1/2",null,null,"POLEA PASO VARIABLE",3.7037037037037033,"5CRVLT18901125","EXT.CRVLT-18 1/2T 1125RPM",7859.2257,29108.243333333328]
[28,"2021-02-03T17:14:00","TODO EN VENTILACION",232601,2,"CMII-630","230/3","-","-","1977","25",null,null,null,3.7037037037037033,"5CMII630P01977","EXT.CMII-630 25T 1977RPM",35138.143199999999,130141.27111111108]
[29,"2021-02-03T17:33:00","CYVSA",232568,1,"CEB 2000","127/1","VE-AZ-01","820 CFM","1740","1/2",null,null,"RECUBRIMIENTO EPOXICO",3.7037037037037033,"5CEB-2000EPX","EXTRACTOR CEB-2000 EPOXICO",1890.9148,7003.3881481481476]
[30,"2021-02-03T17:33:00","CYVSA",232568,1,"CLTF-7","127/1","VI-MZ-01","240 CFM","1925","1/4",null,null,"CUBRE MOTOR, RECUBRIMIENTO EPOXICO, CAJA PARA FILTROS CON FILTROS METALICOS Y MERV 8",3.7037037037037033,"5CLTG721925EPX","EXT.CLTG-7 1/4M 1925RPM CUBRE",6985.1665000000003,25870.987037037034]
[31,"2021-02-03T17:33:00","CYVSA",232568,1,"CMI-630","460/3",null,"6176 CFM","750","1 1/2",null,null,"RECUBRIMIENTO EPOXICO",3.7037037037037033,"5CMI630C750EPX","EXT.CMI-630 1.5T 750RPM EPOX",17642.2654,65341.723703703698]
[32,"2021-02-03T17:58:00","GONZALEZ GASPAR",232565,1,"TBN-TII 450","230/3","-","-","3400","10",null,null,null,3.7037037037037033,"FORMATO",null,null,0]
[33,"2021-02-03T18:50:00","CONDUCTOS DE AIRE DIRIGIDO",232345,1,"DAB-30/28","230/3","-","26993 CFM","600","25",null,null,"MOTOR USO VFD 2-MO-254MR",3.7037037037037033,"5DAB3028P06000","EXT.DA/B-30/28 25T 600RPM MOT",31853.372200000002,117975.45259259258]
[34,"2021-02-03T18:50:00","CONDUCTOS DE AIRE DIRIGIDO",232345,1,"DAB-30/28","230/3","-","26993 CFM","600","25",null,null,"CCW, MOTOR USO VFD 2-MO-254MR",3.7037037037037033,"5DAB3028P0600I","EXT.DA/B-30/28 25T 600RPM GI",31853.372200000002,117975.45259259258]
[35,"2021-02-04T09:44:00","EDISON MAQUINARIA",232618,1,"CMI-500","230/3","-","-","1600","5",null,null,null,3.7037037037037033,"5CMI500F160000","Existe",15274.4004,56571.853333333325]
[36,"2021-02-04T09:51:00","TODO EN VENTILACION",232571,1,"CDAHF2-12/12","230/3","-","-","800","1",null,null,null,3.7037037037037033,"5CDAHF212B0800","Existe",12535.9318,46429.377037037033]
[37,"2021-02-04T13:36:00","INDUSTRIAS VERMONT",232633,2,"CRVLT-16","220/1","-","2453 CFM","1300","3/4",null,null,null,3.7037037037037033,"5CRVLT16501300","Existe",7062.0261,26155.652222222219]
[38,"2021-02-04T13:36:00","INDUSTRIAS VERMONT",232633,2,"CRVLT-18","220/1","-","2900 CFM","1225","3/4",null,null,null,3.7037037037037033,"5CRVLT18501225","Existe",7673.9868999999999,28422.173703703698]
[39,"2021-02-04T13:36:00","INDUSTRIAS VERMONT",232633,2,"CRVLT-18","220/1","-","3200 CFM","1275","1",null,null,null,3.7037037037037033,"5CRVLT18601275","Existe",7854.0312000000004,29089.004444444443]
[40,"2021-02-04T14:21:00","PERSSA",232511,1,"CMI-355","220/1","INY-BIS-03","1550 CFM","1275","1/2","CCW","TH","CCW",3.7037037037037033,"5CMI355401275I","EXT.CMI-355 1/2M 1275RPM GI",8732.7440999999999,32343.496666666662]
[41,"2021-02-04T14:21:00","PERSSA",232511,1,"CMI-355","220/1","INY-BIS-04","1670 CFM","1325","1/2","CW","TH",null,3.7037037037037033,"5CMI3554013510 ","Existe",8787.0339999999997,32544.570370370366]
[42,"2021-02-04T14:21:00","PERSSA",232511,1,"CMI-355","220/1","EXBIS-03","1725 CFM","1450","3/4","CW","TH",null,3.7037037037037033,"5CMI3555014500","Existe",8860.8979999999992,32818.140740740731]
[43,"2021-02-04T14:21:00","PERSSA",232511,1,"CMI-355","220/1","EXBIS-04","1860 CFM","1500","3/4","CW","TH",null,3.7037037037037033,"5CMI3555015000","Existe",8698.1301999999996,32215.297037037031]
[44,"2021-02-04T14:21:00","PERSSA",232511,1,"CMI-450","230/3","EXBIS-05","3100 CFM","1225","1 1/2","CCW","TH","CCW",3.7037037037037033,"5CMI450C01225I","EXT.CMI-450 1.5T 1225RPM GI",12381.3015,45856.672222222216]
[45,"2021-02-04T14:21:00","PERSSA",232511,1,"CMI-450","220/1","INY-BIS-05","2785 CFM","1100","3/4","CW","TH",null,3.7037037037037033,"5CMI4505011250","Existe",10617.411400000001,39323.745925925927]
[46,"2021-02-04T14:21:00","PERSSA",232511,2,"CMI-560","230/3","INY-BIS-01 Y 02","4590 CFM","900","1 1/2","CW","TH",null,3.7037037037037033,"5CMI560C091500","Existe",15514.423000000001,57460.825925925921]
[47,"2021-02-04T14:21:00","PERSSA",232511,2,"CMI-560","230/3","EXBIS-01 Y 02","5100 CFM","1000","2","CW","TH",null,3.7037037037037033,"5CMI560D010000","Existe",15700.027400000001,58148.249629629623]
[48,"2021-02-04T18:15:00","J & C TECHNOLOGY",232510,1,"CDAH-9/9","230/3","EX1.3","2000 M3/HR","1075","1/2",null,null,null,3.7037037037037033,"5CDAH990107500","EXT.CDAH-9/9 1/2T 1075RPM",5062.8290999999999,18751.218888888885]
[49,"2021-02-04T18:15:00","J & C TECHNOLOGY",232510,1,"CMI-900","460/3","EX2.4, Ex2.5","20000 M3/HR","600","5",null,null,null,3.7037037037037033,"5CMI900F06000","Existe",32609.3776,120775.47259259257]
[50,"2021-02-04T18:15:00","J & C TECHNOLOGY",232510,1,"CDAH-10/10","460/3","EX2.4,EX5.2","3000 M3/HR","950","3/4",null,null,null,3.7037037037037033,"5CDAH1010A0975","REPETIDO",null,0]
[51,"2021-02-04T18:15:00","J & C TECHNOLOGY",232510,1,"CDAH-9/9","230/3","EX3.2","2000 M3/HR","1075","1/2",null,null,null,3.7037037037037033,"5CDAH990107500","REPETIDO",null,0]
[52,"2021-02-04T18:15:00","J & C TECHNOLOGY",232510,2,"CMI-630","460/3","EX 19.3,EX9.4","10000 M3/HR","825","2",null,null,null,3.7037037037037033,"5CMI630D082500","Existe",17256.448400000001,63912.771851851852]
[53,"2021-02-05T09:13:00","EXPERTOS EN VENTILACION",232650,1,"CDAHF2-12/12","230/3","-","-","1050","3/4",null,null,null,3.7037037037037033,"5CDAHF212A1050","Existe",11055.148300000001,40944.993703703702]
[54,"2021-02-05T10:50:00","CAZARES ALVAREZ",232651,1,"CMA-450","230/3","-","4591 CFM","1725","3",null,null,null,3.7037037037037033,"5CMAI450E17250","EXT.CMAI-450 3T 1725RPM",13826.626399999999,51209.727407407401]
[55,"2021-02-05T10:52:00","T Y P",232570,1,"CMII-630","460/3","-","4025 CFM","1750","10",null,null,"MOTOR VFD 2-MO-010VUS",3.7037037037037033,"5CMII630H01750","EXT.CMII-630 10T 1750RPM MOTOR",32516.568299999999,120431.73444444443]
[56,"2021-02-05T10:52:00","T Y P",232570,1,"CMI-560","460/3","-","-","1650","5",null,null,"MOTOR VFD 2-MO-542US",3.7037037037037033,"5CMI560F016500","EXT.CMI-560 5T 1650RPM MOTOR",18841.786499999998,69784.394444444435]
[57,"2021-02-05T12:34:00","MYCAIR",232664,1,"CRHLT-10","230/3","-","-","1725","1/2",null,null,null,3.7037037037037033,"5CRHLT10901725","EXT.CRHLT-10 1/2T 1725RPM",5345.4916999999996,19798.117407407404]
[58,"2021-02-05T12:34:00","MYCAIR",232664,1,"CRVLT-18","230/3","-","-","1375","1 1/2",null,null,null,3.7037037037037033,"5CRVLT18C01375","EXT.CRVLT-18 1.5T 1375RPM",9427.8997999999992,34918.147407407399]
[59,"2021-02-05T17:00:00","AMIGO DEL CHEF",232697,1,"CRVHT-18","230/3","-","-","1650","2",null,null,null,3.7037037037037033,"5CRVHT18D01650","EXT.CRVHT-18 2T 1650RPM",9188.2239000000009,34030.45888888889]
[60,"2021-02-08T09:45:00","EYSER DE MEXICO",231729,5,"CDAHF2-30/28","460/3","-","-","375","5",null,null,"460 V, PORTAFILTROS CON FILTROS METÁLICOS Y PLISADOS (SUCCIÓN)",3.7037037037037033,"5CDAHF2328F375","EXT.CDAHF2-30/28 5T 375RPM PTA",40848.233099999998,151289.75222222219]
[61,"2021-02-08T10:19:00","GRUPO REMA",232441,12,"WXT-1000-1.5-S","460/3","-","16318 CFM","700","1.5",null,null,"460 V, MALLA SUCCIÓN, PTA FILTROS, FILTROS METALICOS, PERSIANA EN DESCARGA, BDAS",3.7037037037037033,"5WXT1000C700PF","EXT.WXT-1000 1.5T 700RPM MALLA",22448.304499999998,83141.868518518502]
[62,"2021-02-08T11:44:00","DCI3",232725,1,"I-HXT-500/H","230/3","-","-","1650","1/2",null,null,"INYECTOR",3.7037037037037033,"FORMATO","FORMATO",null,0]
[63,"2021-02-08T11:44:00","DCI3",232725,1,"CCK-18/18","230/3","-","-","500","2",null,null,null,3.7037037037037033,"5CCK1818D05000","Existe",9687.9956000000002,35881.465185185181]
[64,"2021-02-08T11:44:00","DCI3",232725,2,"DAL-72-H-10","230/3","-","-","343","10",null,null,null,{"$f":"2/0.54","v":3.7037037037037033},"5DLHF72H035000","Existe",76542.5101,283490.77814814809]
[65,"2021-02-08T11:44:00","DCI3",232725,2,"CMI-1120","230/3","-","-","550","10",null,null,null,3.7037037037037033,"5CMI1120H05500","EXT.CMI-1120 10T 550RPM",63200.9755,234077.68703703702]
[66,"2021-02-08T11:44:00","DCI3",232725,2,"DAL-96-H-10","230/3","-","-","250","10",null,null,null,3.7037037037037033,"5DLHF96H025000","LAV.DALH-96 10T 250RPM",121239.9025,449036.67592592584]
[67,"2021-02-08T11:44:00","DCI3",232725,2,"CMI-1400","230/3","-","-","375","10",null,null,null,3.7037037037037033,"5CMI1400H03750","EXT.CMI-1400 10T 375RPM",87391.939299999998,323673.84925925924]
[68,"2021-02-08T12:22:00","CONDUCTOS DE AIRE DIRIGIDO",232718,2,"CLT-22","230/3","VI-01 Y VI-02","5000 CFM","1250","5",null,null,"CUBRE MOTOR",3.7037037037037033,"5CLTG22F127CM","Existe",14775.0146,54722.276296296295]
[69,"2021-02-08T16:33:00","EMALAG",232740,2,"CME-355","460/3","-","1200 CFM","2125","1",null,null,"ARREGLO ANTICHISPA AMCA \"C\", MOTOR APEX 2-MO-062XUS",3.7037037037037033,"5CME355B212APX","EXT.CME-355 1T 2125RPM AMCA C",12692.2053,47008.167777777773]
[70,"2021-02-08T16:33:00","EMALAG",232740,2,"CME-400","460/3","-","1600 CFM","1900","1 1/2",null,null,"ARREGLO ANTICHISPA AMCA \"C\", MOTOR APEX 2-MO-154XUS",3.7037037037037033,"5CME400C190APX","EXT.CME-400 1.5T 1900RPM APEX",13823.776099999999,51199.17074074073]
[71,"2021-02-09T10:41:00","AIRESISTEMAS",232807,2,"CMI-355","220/1","-","1600 CFM","1400","3/4",null,null,null,3.7037037037037033,"5CMI3555014000","Existe",8701.607,32228.174074074072]
[72,"2021-02-09T10:41:00","AIRESISTEMAS",232807,1,"CMI-500","230/3","-","4800 CFM","1275","2",null,null,null,3.7037037037037033,"5CMI500D012750","Existe",13318.145200000001,49326.463703703703]
[73,"2021-02-09T10:41:00","AIRESISTEMAS",232807,6,"CMI-280","220/1","-","600 CFM","1600","1/4",null,null,null,3.7037037037037033,"5CMI2802160000","Existe",7448.7951000000003,27588.129999999997]
[74,"2021-02-09T10:41:00","AIRESISTEMAS",232807,2,"CDAHF1-12/12","230/3","-","1630 CFM","975","1",null,null,null,3.7037037037037033,"5CDAHF112B0976","EXT.CDAHF1-12/12 1T 975RPM",11914.623100000001,44128.2337037037]
[75,"2021-02-09T10:53:00","AIRESISTEMAS",232806,2,"CMI-315","220/1","-","1000 CFM","1600","1/2",null,null,null,3.7037037037037033,"5CMI3154162500","Existe",8323.0087999999996,30825.958518518513]
[76,"2021-02-09T10:53:00","AIRESISTEMAS",232806,2,"CMI-280","220/1","-","600 CFM","1600","1/4",null,null,null,3.7037037037037033,"5CMI2802160000","REPETIDO",null,0]
[77,"2021-02-09T10:53:00","AIRESISTEMAS",232806,1,"CDAHF1-12/12","230/3","-","1725 CFM","1025","1",null,null,null,3.7037037037037033,"5CDAHF112B1025","Existe",11914.623100000001,{"$f":"R80*O80","v":44128.2337037037}]
[78,"2021-02-09T11:41:00","REACLIMA",232509,1,"CRHL-T-10","127/1/60","VE-02","800 CFM",1675,"1/3","CW","HORIZONTAL","TERMINACION HGH",3.7037037037037033,"5CRHLT10316HGH","EXT.CRHLT-10 1/3M 1675RPM",5031.2384000000002,18634.216296296294]
[79,"2021-02-09T11:41:00","REACLIMA",232509,1,"CRHL-T-10","127/1/60","VE-03","800 CFM",1675,"1/3","CW","HORIZONTAL","TERMINACION HGH",3.7037037037037033,"REPETIDO","REPETIDO",null,0]
[80,"2021-02-09T11:41:00","REACLIMA",232509,1,"CRHL-T-18","127/1/60","VE-07","1950 CFM",950,"1/2","CW","HORIZONTAL","TERMINACION HGH",3.7037037037037033,"5CRHLT18495HGH","EXT.CRHLT-18 1/2M 950RPM",6599.2251999999999,24441.574814814812]
[81,"2021-02-09T11:41:00","REACLIMA",232509,1,"CRHL-T-10","127/1/60","VE-10","520 CFM",1350,"1/4","CW","HORIZONTAL","TERMINACION HGH",3.7037037037037033,"5CRHLT10213HGH","EXT.CRHLT-10 1/4M 1350RPM",5010.5361000000003,18557.54111111111]
[82,"2021-02-09T11:41:00","REACLIMA",232509,1,"CRHL-T-26","460/3/60","VE-11","5530 CFM",675,2,"CW","HORIZONTAL","TERMINACION HGH",3.7037037037037033,"5CRHLT26D67HGH","EXT.CRHLT-26 2T 675RPM",14101.677100000001,52228.433703703704]
[83,"2021-02-09T11:41:00","REACLIMA",232509,1,"CRHL-T-10","127/1/60","VE-12","700 CFM",1550,"1/4","CW","HORIZONTAL","TERMINACION HGH",3.7037037037037033,"5CRHLT10215HGH","EXT.CRHLT-10 1/4M 1550RPM",4993.1478999999999,18493.140370370369]
[84,"2021-02-09T11:41:00","REACLIMA",232509,1,"CRHL-T-18","460/3/60","VE-13","2571 CFM",1100,0.75,"CW","HORIZONTAL","TERMINACION HGH",3.7037037037037033,"5CRHLT18A11HGH","EXT.CRHLT-18 3/4T 1100RPM",6996.3874999999998,25912.546296296292]
[85,"2021-02-09T11:41:00","REACLIMA",232509,1,"CRHL-T-10","127/1/60","VE-14","780 CFM",1650,"1/3","CW","HORIZONTAL","TERMINACION HGH",3.7037037037037033,"5CRHLT10315HGH","EXT.CRHLT-10 1/3M 1650RPM",5031.2384000000002,18634.216296296294]
[86,"2021-02-09T11:41:00","REACLIMA",232509,1,"CRHL-T-10","127/1/60","VE-15","830 CFM",1750,"1/3","CW","HORIZONTAL","TERMINACION HGH",3.7037037037037033,"5CRHLT10318HGH","EXT.CRHLT-10 1/3M 1750RPM",5031.2384000000002,18634.216296296294]
[87,"2021-02-09T11:41:00","REACLIMA",232509,1,"CRHL-T-12","127/1/60","VE-16","490 CFM",1275,"1/4","CW","HORIZONTAL","TERMINACION HGH",3.7037037037037033,"5CRHLT12212HGH","EXT.CRHLT-12 1/4M 1275RPM",5081.3462,18819.800740740739]
[88,"2021-02-09T11:41:00","REACLIMA",232509,1,"CRHL-T-20","460/3/60","VE-17","3061 CFM",1050,1,"CW","HORIZONTAL","TERMINACION HGH",3.7037037037037033,"5CRHLT20B10HGH","EXT.CRHLT-20 1T 1050RPM",8389.9164000000001,31073.764444444441]
[89,"2021-02-09T11:41:00","REACLIMA",232509,1,"CMI-315","127/1/60","VE-19","1080 CFM",1475,"1/3","CW","TH","TERMINACION HGH",3.7037037037037033,"5CMI3153147HGH","EXT.CMI-315 1/3M 1475RPM",8197.0637000000006,30359.495185185184]
[90,"2021-02-09T11:41:00","REACLIMA",232509,1,"CMI-250","127/1/60","VE-23","256 CFM",2200,0.25,"CW","TH","TERMINACION HGH",3.7037037037037033,"5CMI2502220HGH","EXT.CMI-250 1/4M 2200RPM",7593.5306,28124.187407407404]
[91,"2021-02-09T11:41:00","REACLIMA",232509,1,"CRHL-T-14","460/3/60","VE-24","1710 CFM",1850,"3/4","CW","HORIZONTAL","TERMINACION HGH",3.7037037037037033,"5CRHLT14A18HGH","EXT.CRHLT-14 3/4T 1850RPM",6190.7419,22928.673703703702]
[92,"2021-02-09T11:41:00","REACLIMA",232509,1,"CRHL-T-12","127/1/60","VE-28","1120 CFM",1650,0.5,"CW","HORIZONTAL","TERMINACION HGH",3.7037037037037033,"5CRHLT12416HGH","EXT.CRHLT-12 1/2M 1650RPM",5156.7321000000002,19099.007777777777]
[93,"2021-02-09T11:41:00","REACLIMA",232509,1,"CRHL-T-28","460/3/60","VE-29","6000 CFM",775,3,"CW","HORIZONTAL","TERMINACION HGH",3.7037037037037033,"5CRHLT28E77HGH","EXT.CRHLT-28 3T 775RPM",16215.6191,60057.848518518513]
[94,"2021-02-09T11:41:00","REACLIMA",232509,1,"CRHL-T-20","460/3/60","VE-33","3270 CFM",1100,1.5,"CW","HORIZONTAL","TERMINACION HGH",3.7037037037037033,"5CRHLT20C11HGH","EXT.CRHLT-20 1.5T 1100RPM",8535.8377,31614.213703703699]
[95,"2021-02-09T11:41:00","REACLIMA",232509,1,"CRHL-T-10","127/1/60","VE-34","720 CFM",1625,"1/3","CW","HORIZONTAL","TERMINACION HGH",3.7037037037037033,"5CRHLT10314HGH","EXT.CRHLT-10 1/3M 1625RPM",5031.2384000000002,18634.216296296294]
[96,"2021-02-09T11:41:00","REACLIMA",232509,1,"CMI-250","127/1/60","VE-35","314 CFM",2175,"1/4","CW","TH","TERMINACION HGH",3.7037037037037033,"5CMI2502217HGH","EXT.CMI-250 1/4M 2175RPM",7591.0306,28114.928148148145]
[97,"2021-02-09T11:41:00","REACLIMA",232509,1,"CRHL-T-18","460/3/60","VE-36","2250 CFM",1075,"3/4","CW","HORIZONTAL","TERMINACION HGH",3.7037037037037033,"5CRHLT18A10HGH","EXT.CRHLT-18 3/4T 1075RPM",6996.3874999999998,25912.546296296292]
[98,"2021-02-09T11:41:00","REACLIMA",232509,1,"CMI-250","127/1/60","VE-37","297 CFM",2150,"1/4","CW","TH","TERMINACION HGH",3.7037037037037033,"5CMI2502215HGH","EXT.CMI-250 1/4M 2150RPM",7529.9215000000004,27888.598148148147]
[99,"2021-02-09T11:41:00","REACLIMA",232509,1,"CRHL-T-12","127/1/60","VE-38","1180 CFM",1700,"1/2","CW","HORIZONTAL","TERMINACION HGH",3.7037037037037033,"5CRHLT12417HGH","EXT.CRHLT-12 1/2M 1700RPM",5154.2973000000002,19089.989999999998]
[100,"2021-02-09T11:41:00","REACLIMA",232509,1,"CRHL-T-12","127/1/60","VE-39","1084 CFM",1550,"1/2","CW","HORIZONTAL","TERMINACION HGH",3.7037037037037033,"5CRHLT12415HGH","EXT.CRHLT-12 1/2M 1550RPM",5154.2973000000002,19089.989999999998]
[101,"2021-02-09T11:41:00","REACLIMA",232509,1,"CMI-250","127/1/60","VE-40","268 CFM",2250,"1/4","CW","TH","TERMINACION HGH",3.7037037037037033,"5CMI2502225HGH","EXT.CMI-250 1/4M 2250RPM",7593.5306,28124.187407407404]
[102,"2021-02-09T11:41:00","REACLIMA",232509,1,"CRHL-T-10","127/1/60","VE-41","740 CFM",1800,"1/2","CW","HORIZONTAL","TERMINACION HGH",3.7037037037037033,"5CRHLT10418HGH","EXT.CRHLT-10 1/2M 1800RPM",5087.0990000000002,18841.107407407406]
[103,"2021-02-09T11:41:00","REACLIMA",232509,1,"CMI-250","127/1/60","VE-42","402 CFM",2200,"1/4","CW","TH","TERMINACION HGH",3.7037037037037033,"REPETIDO","REPETIDO",null,0]
[104,"2021-02-09T11:41:00","REACLIMA",232509,1,"CMI-250","127/1/60","VE-43","290 CFM",2175,"1/4","CW","TH","TERMINACION HGH",3.7037037037037033,"REPETIDO","REPETIDO",null,0]
[105,"2021-02-09T11:41:00","REACLIMA",232509,1,"CMI-250","127/1/60","VE-44","265 CFM",2200,"1/4","CW","TH","TERMINACION HGH",3.7037037037037033,"REPETIDO","REPETIDO",null,0]
[106,"2021-02-09T11:41:00","REACLIMA",232509,1,"CRHH-T-12","460/3/60","VE-45","720 CFM",1925,"3/4","CW","HORIZONTAL","TERMINACION HGH",3.7037037037037033,"5CRHHT12A19HGH","EXT.CRHHT-12 3/4T 1925RPM",5649.9795000000004,20925.849999999999]
[107,"2021-02-09T11:41:00","REACLIMA",232509,1,"CMI-250","127/1/60","VE-46","758 CFM",2425,"1/2","CW","TH","TERMINACION HGH",3.7037037037037033,"5CMI2504242HGH","EXT.CMI-250 1/2M 2425RPM",7690.8090000000002,28484.477777777774]
[108,"2021-02-09T11:41:00","REACLIMA",232509,1,"CRHL-T-18","127/1/60","VE-50","1719 CFM",950,"1/2","CW","HORIZONTAL","TERMINACION HGH",3.7037037037037033,"REPETIDO","REPETIDO",null,0]
[109,"2021-02-09T11:41:00","REACLIMA",232509,1,"CMI-250","127/1/60","VE-51","435 CFM",2150,"1/4","CW","TH","TERMINACION HGH",3.7037037037037033,"REPETIDO","REPETIDO",null,0]
[110,"2021-02-09T11:41:00","REACLIMA",232509,1,"CMI-250","127/1/60","VE-52","488 CFM",2200,"1/3","CW","TH","TERMINACION HGH",3.7037037037037033,"5CMI2503220HGH","EXT.CMI-250 1/3M 2200RPM",7645.9484000000002,28318.327407407403]
[111,"2021-02-09T11:41:00","REACLIMA",232509,1,"CMI-250","127/1/60","VE-53","429 CFM",2250,"1/3","CW","TH","TERMINACION HGH",3.7037037037037033,"5CMI2503225HGH","EXT.CMI-250 1/3M 2250RPM",7645.9484000000002,28318.327407407403]
[112,"2021-02-09T11:41:00","REACLIMA",232509,1,"CRHL-T-18","460/3/60","VE-55","2090 CFM",1100,"3/4","CW","HORIZONTAL","TERMINACION HGH",3.7037037037037033,"REPETIDO","REPETIDO",null,0]
[113,"2021-02-09T11:41:00","REACLIMA",232509,1,"CMI-250","127/1/60","VE-57","530 CFM",2175,"1/3","CW","TH","TERMINACION HGH",3.7037037037037033,"5CMI2503217HGH","EXT.CMI-250 1/3M 2175RPM",7643.4484000000002,28309.068148148144]
[114,"2021-02-09T11:41:00","REACLIMA",232509,1,"CMI-250","127/1/60","VE-58","549 CFM",2150,"1/3","CW","TH","TERMINACION HGH",3.7037037037037033,"5CMI2503215HGH","EXT.CMI-250 1/3M 2150RPM",7582.3392999999996,28082.738148148142]
[115,"2021-02-09T11:41:00","REACLIMA",232509,1,"CRHL-T-10","127/1/60","VE-61","670 CFM",1550,"1/4","CW","HORIZONTAL","TERMINACION HGH",3.7037037037037033,"REPETIDO","REPETIDO",null,0]
[116,"2021-02-09T11:41:00","REACLIMA",232509,1,"CRHL-T-12","127/1/60","VE-62","970 CFM",1550,"1/2","CW","HORIZONTAL","TERMINACION HGH",3.7037037037037033,"REPETIDO","REPETIDO",null,0]
[117,"2021-02-09T11:41:00","REACLIMA",232509,1,"CRHL-T-12","127/1/60","VE-63","900 CFM",1425,"1/3","CW","HORIZONTAL","TERMINACION HGH",3.7037037037037033,"5CRHLT12314HGH","EXT.CRHLT-12 1/3M 1425RPM",5134.7521999999999,19017.600740740738]
[118,"2021-02-09T11:41:00","REACLIMA",232509,1,"CMI-250","127/1/60","VE-64","553 CFM",2200,"1/3","CW","TH","TERMINACION HGH",3.7037037037037033,"REPETIDO","REPETIDO",null,0]
[119,"2021-02-09T11:41:00","REACLIMA",232509,1,"CMI-250","127/1/60","VE-65","452 CFM",2150,"1/4","CW","TH","TERMINACION HGH",3.7037037037037033,"REPETIDO","REPETIDO",null,0]
[120,"2021-02-09T11:41:00","REACLIMA",232509,1,"CRHL-T-10","127/1/60","VE-67","800 CFM",1700,"1/3","CW","HORIZONTAL","TERMINACION HGH",3.7037037037037033,"5CRHLT10317HGH","EXT.CRHLT-10 1/3M 1700RPM",5031.2384000000002,18634.216296296294]
[121,"2021-02-09T11:41:00","REACLIMA",232509,1,"CRHL-T-14","127/1/60","VE-68","1351 CFM",1575,"1/2","CW","HORIZONTAL","TERMINACION HGH",3.7037037037037033,"5CRHLT14415HGH","EXT.CRHLT-14 1/2M 1575RPM",5773.2839999999997,21382.533333333329]
[122,"2021-02-09T11:41:00","REACLIMA",232509,1,"CMI-250","127/1/60","VE-70","348 CFM",2150,"1/4","CW","TH","TERMINACION HGH",3.7037037037037033,"REPETIDO","REPETIDO",null,0]
[123,"2021-02-09T11:41:00","REACLIMA",232509,1,"CRHL-T-18","127/1/60","VE-08","1950 CFM",1000,"1/2","CW","HORIZONTAL","TERMINACION HGH",3.7037037037037033,"5CRHLT18410HGH","EXT.CRHLT-18 1/2M 1000RPM",6599.2251999999999,24441.574814814812]
[124,"2021-02-09T11:41:00","REACLIMA",232509,1,"CMI-710","460/3/60","VE-09","5880 CFM",875,5,"CW","TH","TERMINACION HGH",3.7037037037037033,"5CMI710F875HGH","EXT.CMI-710 5T 875RPM",25920.496200000001,96001.837777777779]
[125,"2021-02-09T11:41:00","REACLIMA",232509,1,"CRHL-T-10","127/1/60","VE-59","760 CFM",1700,"1/3","CW","HORIZONTAL","TERMINACION HGH",3.7037037037037033,"REPETIDO","REPETIDO",null,0]
[126,"2021-02-09T12:50:00","ERNESTO AYAX",232518,2,"RXT 1500-10T-36/S","220/3","-","92703 M3/HR","550","10",null,null,null,3.7037037037037033,"5NRXT15001036S","Existe",29968.033100000001,110992.71518518518]
[127,"2021-02-09T12:57:00","LILIANA AGUILAR",232721,1,"CMI-1000","230/3","-","20810 M3/HR",850,15,null,null,null,3.7037037037037033,"5CMI1000M08500","Existe",57375.967600000004,212503.58370370368]
[128,"2021-02-09T14:00:00","CLIMAS KONFORT",232222,2,"CRVLT-18","460/3","EF-55, EF-56","2860 CFM","1050","1/2",null,null,"MOTOR APEX 2-MO-706US",{"$f":"2/0.54","v":3.7037037037037033},"5CRVLT18910APX","EXT.CRVLT-18 1/2T 1050RPM APEX",10436.515799999999,38653.762222222213]
[129,"2021-02-09T14:00:00","CLIMAS KONFORT",232222,2,"CRVLT-33","460/3","EF-57, EF-58","1400 CFM","625","3",null,null,"MOTOR APEX 2-MO-067XUS",3.7037037037037033,"5CRVLT33E62APX","EXT.CRVLT-33 3 625RPM APEX",24500.749199999998,90743.515555555539]
[130,"2021-02-09T14:00:00","CLIMAS KONFORT",232222,6,"CRVLT-33","460/3","EF-59 A EF-64","1400 CFM","625","3",null,null,null,3.7037037037037033,"5CRVLT33E06250","EXT.CRVLT-33 3 625RPM",22202.1492,82230.182222222211]
[131,"2021-02-09T14:00:00","CLIMAS KONFORT",232222,3,"CRVLT-33","460/3","EF-65 A EF-67","1400 CFM","625","3",null,null,null,3.7037037037037033,"5CRVLT33E06250","EXT.CRVLT-33 3 625RPM",22202.1492,82230.182222222211]
[132,"2021-02-09T14:00:00","CLIMAS KONFORT",232222,2,"CRVLT-33","460/3","EF-68, EF-69","5,620 CFM","400","3/4",null,null,"MOTOR APEX 2-MO-340PX",3.7037037037037033,"5CRVLT33A40APX","EXT.CRVLT-33 3/4T 400RPM APEX",21203.138599999998,78530.142962962942]
[133,"2021-02-10T16:31:00","CLIMAS OPCION",232824,1,"CRHLT-14","127/1","-","1494 CFM","1750","1/2",null,null,null,3.7037037037037033,"5CRHLT14401750","Existe",5759.5646999999999,21331.72111111111]
[134,"2021-02-10T16:31:00","CLIMAS OPCION",232824,2,"CRHLT-10","127/1","-","576 CFM","1650","1/4",null,null,null,3.7037037037037033,"5CRHLT10201650","Existe",4981.2554,18449.094074074073]
[135,"2021-02-10T16:31:00","CLIMAS OPCION",232824,1,"CRHLT-12","127/1","-","917 CFM","1525","1/4",null,null,null,3.7037037037037033,"5CRHLT12215250","Existe",5119.5991999999997,18961.478518518514]
[136,"2021-02-12T08:53:00","TERMO CONTROL",232820,3,"CRVLT-18","220/1","VE-01","-","1350","1",null,null,null,3.7037037037037033,"5CRVLT18601360","Existe",7992.2888000000003,29601.069629629626]
[137,"2021-02-12T11:47:00","HVAC MECHANICAL",232923,1,"CMI-400","230/3","VE-01","-","1775","2",null,null,"SWITCH IP 65",3.7037037037037033,"5CMI400D01775S","EXT.CMI-400 2T 1775RPM SW",11274.2431,41756.455925925919]
[138,"2021-02-12T13:22:00","FAAR AMBIENTES",232936,1,"CLT-12","220/3","-","-","2175","2",null,null,null,3.7037037037037033,"5CLTH12D021750","EXT.CLTH-12 2T 2175RPM",7856.6437999999998,29098.680740740736]
[139,"2021-02-12T13:22:00","FAAR AMBIENTES",232936,1,"CLT-10","220/3","-","-","1800","1/2",null,null,null,3.7037037037037033,"5CLTG10918000","Existe",6009.6512000000002,22257.967407407406]
[140,"2021-02-12T13:22:00","FAAR AMBIENTES",232936,2,"DAL-45-H-7 1/2","230/3","-","25000 M3/HR","530","7 1/2",null,null,null,3.7037037037037033,"5UDLHF45G05300","LAV.DAL-H-45 7.5T 530RPM",48858.552499999998,180957.60185185182]
[141,"2021-02-12T13:22:00","FAAR AMBIENTES",232936,2,"DAL-72-H-15","230/3","-","40000 M3/HR","425","15",null,null,null,3.7037037037037033,"5DLHF72M042000","Existe",79684.879199999996,{"$f":"R144*O144","v":295129.18222222215}]
[142,"2021-02-12T13:22:00","FAAR AMBIENTES",232936,1,"CRHLT-24","230/3","-","-","900","2",null,null,null,3.7037037037037033,"5CRHLT24D09000","EXT.CRHLT-24 2T 900RPM",13188.113300000001,48844.864074074074]
[143,"2021-02-12T13:22:00","FAAR AMBIENTES",232936,1,"CRHLT-33","230/3","-","-","650","5",null,null,null,3.7037037037037033,"5CRHLT33F06500","EXT.CRHT-33 5T 650RPM",20689.185000000001,76626.611111111109]
[144,"2021-02-12T15:54:00","R&R",232955,1,"CRVLT-18","220/1","CRV-01","2570 CFM","1400","1 1/2",null,null,null,3.7037037037037033,"5CRVLT18714000","Existe",8086.5415000000003,29950.153703703701]
[145,"2021-02-12T17:14:00","AS SUMINISTROS",232962,6,"RXT-C 1250-3-27/S","460/3","-","20459 CFM","610","3",null,null,null,3.7037037037037033,"FORMATO","FORMATO",null,0]
[146,"2021-02-12T18:09:00","T Y P",232976,1,"CMI-400","220/1","-","-","1375","1","CW","UB","DISCO DE ENFRIAMIENTO, UB",3.7037037037037033,"5CMI40061375DI","EXT.CMI-400 1M 1375RPM 0 DISCO",9942.9423999999999,36825.712592592587]
[147,"2021-02-12T18:16:00","GRUPO OREA",232987,1,"CMI-900","220/3","-","-","725","7 1/2",null,null,null,3.7037037037037033,"5CMI900G07500","Existe",33810.1541,125222.79296296295]
[148,"2021-02-12T18:29:00","T Y P",232990,1,"CRHLT-10","127/1","-","-","900","1/4",null,null,null,3.7037037037037033,"5CRHLT10209010","Existe",5095.7791999999999,18873.256296296295]
[149,"2021-02-15T10:21:00","SICLIMA",232210,2,"CMI-630","460/3","-","-","1350","7 1/2",null,null,null,3.7037037037037033,"5CMI630G135100","Existe",20410.403900000001,75594.088518518518]
[150,"2021-02-15T10:21:00","SICLIMA",232210,2,"CMI-710","460/3","-","-","1100","7 1/2",null,null,null,3.7037037037037033,"5CMI710G010950","Existe",27180.287700000001,100667.73222222221]
[151,"2021-02-15T10:21:00","SICLIMA",232210,2,"CMI-800","460/3","-","-","1000","10",null,null,null,3.7037037037037033,"5CMI800H101500","Existe",31115.824400000001,115243.79407407406]
[152,"2021-02-15T10:21:00","SICLIMA",232210,1,"BDB-355","460/3","-","-","2400","5",null,null,"EXISTENCIA EN PT",3.7037037037037033,"5BDBI355F02400","EXT.BDBI-355 5T 2400RPM",12929.253500000001,47886.124074074069]
[153,"2021-02-16T09:32:00","TRANE",233083,1,"CMI-500","230/3","-",null,"1550","3",null,null,null,3.7037037037037033,"5CMI500E156000","Existe",15093.180200000001,55900.667407407404]
[154,"2021-02-16T10:16:00","CLIMAS SA",232997,31,"HGT-1500-7 1/2","460/3","EF-01 TO 20","45421 CFM","550","7 1/2",null,null,"460 V",3.7037037037037033,"5HGT150075460V","Existe",17822.529200000001,66009.367407407408]
[155,"2021-02-16T10:16:00","CLIMAS SA",232997,31,"MALLA PARA HGT","-","-","-","-","-",null,null,"MALLA PROTECCION EN ASPIRACION PARA HGT-1500-7 1/2",3.7037037037037033,"5MAH-1500","Existe",6578.2317999999996,24363.821481481478]
[156,"2021-02-16T11:02:00","K3 SOLUCIONES",233085,1,"CCR-18/18","220/3","-","-","620","3",null,null,null,3.7037037037037033,"5CCR1818E06050","Existe",14116.8388,52284.588148148141]
[157,"2021-02-16T11:02:00","K3 SOLUCIONES",233085,1,"CCR-15/15","220/3","-","-","736","2",null,null,null,3.7037037037037033,"5CCR1515D07360","Existe",10654.7068,39461.877037037033]
[158,"2021-02-16T11:02:00","K3 SOLUCIONES",233085,3,"CRVLT-20","220/3","-","-","1100","1",null,null,null,3.7037037037037033,"5CRVLT20B01101","EXT.CRVLT-20 1T 1100RPM",9201.2646999999997,34078.758148148147]
[159,"2021-02-16T17:48:00","EXPERTOS EN VENTILACION",233100,3,"TBN-T 450","127/1","-","-","1275","3/4",null,null,null,3.7037037037037033,"5TBNTI45051275","EXT.TBNTI-450 3/4M 1275RPM",10184.447899999999,37720.177407407398]
[160,"2021-02-16T17:48:00","EXPERTOS EN VENTILACION",233100,1,"TBN-T 450","127/1","-","-","1275","3/4",null,null,null,3.7037037037037033,"5TBNTI45051275","EXT.TBNTI-450 3/4M 1275RPM",10184.447899999999,37720.177407407398]
[161,"2021-02-16T17:48:00","EXPERTOS EN VENTILACION",233100,4,"TBN-T 710","127/1","-","-","700","1 1/2",null,null,null,3.7037037037037033,"FORMATO","FORMATO",null,0]
[162,"2021-02-16T19:13:00","EXPERTOS EN VENTILACION",233108,1,"CRVLT-14","220/3","-","-","1225","1/4",null,null,null,3.7037037037037033,"5CRVLT14801200","REPETIDO",6871.2565000000004,25449.098148148147]
[163,"2021-02-16T19:13:00","EXPERTOS EN VENTILACION",233108,1,"CRVLT-14","220/3","-","-","1175","1/4",null,null,null,3.7037037037037033,"5CRVLT14801200","REPETIDO",6871.2565000000004,25449.098148148147]
[164,"2021-02-16T19:13:00","EXPERTOS EN VENTILACION",233108,1,"CRVLT-10","220/3","-","-","1275","1/4",null,null,null,3.7037037037037033,"5CRVLT10801275","Existe",6110.5499,22631.666296296295]
[165,"2021-02-16T19:13:00","EXPERTOS EN VENTILACION",233108,2,"CRVLT-14","220/3","-","-","1200","1/4",null,null,null,3.7037037037037033,"5CRVLT14801200","Existe",6871.2565000000004,25449.098148148147]
[166,"2021-02-16T19:13:00","EXPERTOS EN VENTILACION",233108,1,"CRVLT-10","220/3","-","-","1225","1/4",null,null,null,3.7037037037037033,"5CRVLT10801225","Existe",6110.5499,22631.666296296295]
[167,"2021-02-16T19:13:00","EXPERTOS EN VENTILACION",233108,4,"CRVLT-14","220/3","-","-","1525","1/2",null,null,null,3.7037037037037033,"5CRVLT14915250","Existe",7019.2129000000004,25997.084814814814]
[168,"2021-02-16T19:13:00","EXPERTOS EN VENTILACION",233108,2,"CRVLT-10","220/3","-","-","1200","1/4",null,null,null,3.7037037037037033,"5CRVLT10801225","REPETIDO",6110.5499,22631.666296296295]
[169,"2021-02-17T08:13:00","EDISON MAQUINARIA",233111,9,"DX-1000/L1 1T","230/3","-","15308 CFM","610","1",null,null,null,3.7037037037037033,"5DX10001S","Existe",23700.183700000001,87778.458148148144]
[170,"2021-02-17T08:13:00","EDISON MAQUINARIA",233111,9,"INY.DX-1000/L1 1T","230/3","-","15308 CFM","610","1",null,null,"INYECTOR",3.7037037037037033,"FORMATO","FORMATO",null,0]
[171,"2021-02-17T08:29:00","JER",233113,2,"DAB-25/25","-","-","-","-","-",null,null,"DOBLE OIDO, SIN BASTIDOR, S/M, S/LARGUERO COD REFERENCIA 5DAB3028000SM ",3.7037037037037033,"5DAB2525000SM","Existe",9308.5596000000005,34476.146666666667]
[172,"2021-02-17T09:04:00","PERSSA",233117,1,"CMI-450","220/1","-","-","1500","2",null,null,null,3.7037037037037033,"5CMI4501015000","EXT.CMI-450 2M 1500RPM",11018.2801,40808.444814814808]
[173,"2021-02-17T09:18:00","TRANE",233118,1,"CDAH-7/7","127/1","-","660 CFM","925","1/4",null,null,null,3.7037037037037033,"5CDAH778092500","Existe",4947.8179,18325.251481481479]
[174,"2021-02-17T09:22:00","TRANE",233119,1,"DAB-15/15","230/3","-","48000 CFM","1175","5",null,null,null,3.7037037037037033,"5DAB1515F01175","Existe",8520.0668999999998,31555.80333333333]
[175,"2021-02-17T10:41:00","CLIMAS OPCIÓN",233127,1,"CMI-355","230/3","-","1650 CFM","1400","1/2",null,null,null,3.7037037037037033,"5CMI3559014010","Existe",8678.1648000000005,32141.351111111107]
[176,"2021-02-17T12:05:00","SANDOVAL VELARDE RAMON",233131,2,"CDAHF2-25/25","230/3","-","20388 M3/HR","475","5",null,null,null,3.7037037037037033,"5CDAHF225F0475","EXT.CDAHF2-25/25 5T 475RPM",33458.161699999997,123919.11740740738]
[177,"2021-02-17T14:05:00","GRUPO UNELSA",233006,2,"CMI-800","460/3","-","-","1175","15",null,null,null,3.7037037037037033,"5CMI800M11800","Existe",26015.346799999999,96353.136296296288]
[178,"2021-02-17T18:03:00","K3 SOLUCIONES",233005,2,"CME-500","460/3","-","5000 CFM","1550","3","CW","UB","ARREGLO ANTICHISPA AMCA \"C\", DESCARGA UB",3.7037037037037033,"5CME500E015500","EXT.CME-500 3T 1550RPM 0 AMCA",15061.206399999999,55782.245925925919]
[179,"2021-02-17T18:03:00","K3 SOLUCIONES",233005,2,"CME-560","460/3","-","7000 CFM","1475","5","CW","UB","ARREGLO ANTICHISPA AMCA \"C\", DESCARGA UB",3.7037037037037033,"5CME560F014750","EXT.CME-560 5T 1475RPM 0 AMCA",17300.2212,64074.893333333326]
[180,"2021-02-18T09:40:00","TECHNO COMFORT HVAC",232912,1,"CMI-1120","230/3","-","19658 CFM","475","5",null,null,"MALLA DE PROTECCION EN ASPIRACION, BRIDA EN SUCCION (ARO) Y DESCARGA, ACOPLAMIENTO FLEXIBLE EN ASPIRACION (ARO)",3.7037037037037033,"5CMI1120F475MA","EXT.CMI-1120 5T 475RPM MALLAPR",62599.238100000002,231849.02999999997]
[181,"2021-02-18T10:07:00","TECHNO COMFORT HVAC",232913,1,"5CCK-18/18","230/3","-","8075 CFM","740","5",null,null,null,3.7037037037037033,"5CCK18F0740000","Existe",11728.312400000001,43438.194074074068]
[182,"2021-02-18T13:58:00","EXPERTOS EN VENTILACION",233175,2,"DAB-36/36","220/3","-","-","325","7 1/2",null,null,null,3.7037037037037033,"5DAB3636G03250","EXT.DA/B-36/36 7.5T 325RPM",30941.139800000001,114596.81407407406]
[183,"2021-02-18T13:58:00","EXPERTOS EN VENTILACION",233175,2,"DAB-36/36","220/3","-","-","350","20",null,null,null,3.7037037037037033,"5DAB3636N03500","EXT.DA/B-36/36 20T 350RPM",40093.460700000003,148494.29888888888]
[184,"2021-02-18T13:58:00","EXPERTOS EN VENTILACION",233175,1,"DAB-36/36","220/3","-","-","325","10",null,null,null,3.7037037037037033,"5DAB3636H03250","EXT.DA/B-36/36 10T 325RPM",31915.1898,118204.40666666665]
[185,"2021-02-18T14:26:00","CLAUGER",233177,1,"CMI-355","460/3","-","3100 CFM","1425","1/2",null,null,"SELLO NYLAMID, BRIDA EN SUCCION (ARO) Y BRIDA EN DESCARGA",3.7037037037037033,"5CMI35591425BD","EXT.CMI-355 1/2T 1425RPM BDA.",9566.8052000000007,35432.611851851849]
[186,"2021-02-19T08:40:00","COMERCIALIZADORA VV",232942,1,"CDAHF2-12/12","230/3","-","2950 CFM","825","1",null,null," FILTROS METALICOS LAVABLES Y PLISADOS MERV-8",3.7037037037037033,"5CDAHF212B0825","EXT.CDAHF2-12/12 1T 825RPM",12044.0301,44607.518888888881]
[187,"2021-02-19T08:40:00","COMERCIALIZADORA VV",232942,1,"CDAHF2-12/12","230/3","-","2904 CFN","825","3/4",null,null," FILTROS METALICOS LAVABLES Y PLISADOS MERV-8",3.7037037037037033,"5CDAHF212A0826","EXT.CDAHF2-12/12 3/4T 825RPM",11075.4321,41020.118888888886]
[188,"2021-02-19T08:40:00","COMERCIALIZADORA VV",232942,1,"CDAHF2-12/12","230/3","-","3388 CFM","875","1",null,null," FILTROS METALICOS LAVABLES Y PLISADOS MERV-8",3.7037037037037033,"5CDAHF212B0875","EXT.CDAHF2-12/12 1T 875RPM",12044.0301,44607.518888888881]
[189,"2021-02-19T10:46:00","VERMONT",233190,1,"CMI-630","230/3","VE-01","5743 CFM","975","3",null,null,null,3.7037037037037033,"5CMI630E098000","Existe",18668.824700000001,69143.795185185183]
[190,"2021-02-19T10:46:00","VERMONT",233190,1,"CMI-280","127/1","VE-02","1230 CFM","2250","3/4",null,null,null,3.7037037037037033,"5CMI2805022500","Existe",7450.3001000000004,27593.704074074074]
[191,"2021-02-19T10:46:00","VERMONT",233190,2,"CRHLT-10","127/1","VE-05","540 CFM","1225","1/4",null,null,null,3.7037037037037033,"5CRHLT10212300","Existe",5072.4126999999999,18786.713703703703]
[192,"2021-02-19T10:46:00","VERMONT",233190,1,"CRHLT-10","127/1","VE-07","720 CFM","1500","1/4",null,null,null,{"$f":"2/0.54","v":3.7037037037037033},"5CRHLT10201525","Existe",5047.8009000000002,18695.558888888889]
[193,"2021-02-19T10:46:00","VERMONT",233190,1,"CRHLT-12","127/1","VE-06","1060 CFM","1425","1/3",null,null,null,3.7037037037037033,"5CRHLT12301420","Existe",5167.6363000000001,19139.393703703703]
[194,"2021-02-19T11:09:00","IDSAA",233180,2,"WXT 800-1-S","230/3","-","-",800,1,null,null,"BRIDAS EN SUCCION Y DESCARGA",3.7037037037037033,"5WXT800HBD","Existe",9960.9598000000005,36892.443703703699]
[195,"2021-02-19T11:09:00","IDSAA",233180,2,"WXT 1000-1-S","230/3","-","-",610,1,null,null,"BRIDAS EN SUCCION Y DESCARGA",3.7037037037037033,"5WXT1000B610BD","Existe",11672.623600000001,43231.939259259256]
[196,"2021-02-19T11:09:00","IDSAA",233180,1,"CMI-400","220/1","-","-",1525,1,null,null,null,3.7037037037037033,"5CMI4006153000","Existe",9446.7026000000005,34987.787407407406]
[197,"2021-02-19T11:09:00","IDSAA",233180,1,"CRVLT-12","220/1","-","-",1325,"1/4",null,null,null,3.7037037037037033,"5CRVLT12201350","Existe",5953.6369999999997,22050.507407407404]
[198,"2021-02-19T11:15:00","IDSAA",233191,1,"CMI-560","440/3","-","-","1475","5",null,null,null,3.7037037037037033,"5CMI560F014920","Existe",17238.270799999998,63845.447407407395]
[199,"2021-02-19T11:15:00","IDSAA",233191,1,"CMI-560","440/3","-","-","1750","10",null,null,null,3.7037037037037033,"5CMI560H017500","EXT.CMI-560 10T 1750RPM",19519.5301,72294.555925925917]
[200,"2021-02-19T11:15:00","IDSAA",233191,1,"CMI-900","440/3","-","-","875","10",null,null,null,3.7037037037037033,"5CMI900H086000","Existe",34983.384299999998,129568.08999999998]
[201,"2021-02-19T11:15:00","IDSAA",233191,2,"CMI-500","440/3","-","-","1125","1 1/2",null,null,null,3.7037037037037033,"5CMI500C111930","Existe",13308.5231,49290.826296296291]
[202,"2021-02-19T11:15:00","IDSAA",233191,2,"CLT-7","220/1","-","-","1625","1/4",null,null,null,3.7037037037037033,"5CLTG720162500","EXT.CLTG-7 1/4M 1625RPM",4773.3173999999999,17678.953333333331]
[203,"2021-02-19T11:15:00","IDSAA",233191,1,"CLT-10","220/3","-","-","1750","1/3",null,null,null,3.7037037037037033,"5CLTG103017750","Existe",5367.9516000000003,19881.302222222221]
[204,"2021-02-19T11:15:00","IDSAA",233191,1,"CLT-10","220/3","-","-","1450","1/4",null,null,null,3.7037037037037033,"5CLTG10814700","Existe",5349.6887999999999,19813.662222222221]
[205,"2021-02-19T11:15:00","IDSAA",233191,1,"CLT-16","220/3","-","-","750","1/4",null,null,null,3.7037037037037033,"5CLTG168075000","EXT.CLTG-16 1/4T 750RPM",6368.8320999999996,{"$f":"R208*O208","v":23588.267037037032}]
[206,"2021-02-19T11:15:00","IDSAA",233191,2,"CMI-1000","220/3","-","-","525","5",null,null,null,3.7037037037037033,"5CMI1000F05250","Existe",51958.819000000003,192440.07037037035]
[207,"2021-02-19T11:15:00","IDSAA",233191,11,"CRHLT-18","220/3","-","-","675","1/4",null,null,null,3.7037037037037033,"5CRHLT18806750","EXT.CRHLT-18 1/4T 675RPM",6911.8710000000001,{"$f":"R210*O210","v":25599.522222222218}]
[208,"2021-02-19T13:46:00","IDSAA",233197,24,"CMA-315","220/1","-","-","1400","1/4",null,null,null,3.7037037037037033,"5CMAI315201400","EXT.CMAI-315 1/4M 1400RPM",8597.7741999999998,31843.608148148145]
[209,"2021-02-19T16:03:00","IDSAA",233201,1,"CLT-24","460/3","-","-","850","1 1/2",null,null,null,3.7037037037037033,"5CLTG24C085000","Existe",12615.9951,46725.907777777771]
[210,"2021-02-19T16:03:00","IDSAA",233201,1,"CLT-24","460/3","-","-","925","2",null,null,null,3.7037037037037033,"5CLTG24D092500","Existe",12686.618,46987.474074074067]
[211,"2021-02-19T16:03:00","IDSAA",233201,1,"CLT-10","127/1","-","-","1125","1/4",null,null,null,3.7037037037037033,"5CLTG10211500","Existe",5120.9836999999998,18966.606296296293]
[212,"2021-02-19T16:03:00","IDSAA",233201,1,"CLT-10","127/1","-","-","1450","1/4",null,null,null,3.7037037037037033,"5CLTG102014350","Existe",5052.8967000000002,18714.432222222222]
[213,"2021-02-19T16:03:00","IDSAA",233201,4,"CLT-12","127/1","-","-","1050","1/4",null,null,null,3.7037037037037033,"5CLTG122010500","EXT.CLTG-12 1/4M 1050RPM",5301.4210999999996,19634.89296296296]
[214,"2021-02-19T16:03:00","IDSAA",233201,4,"CLT-12","127/1","-","-","1075","1/4",null,null,null,3.7037037037037033,"5CLTG12210780","Existe",5312.6232,19676.382222222219]
[215,"2021-02-22T10:44:00","MULTIEQUIPOS",233219,1,"CRVLT-16","460/3","VENT-1303","-","1125","3/4",null,null,null,3.7037037037037033,"5CRVLT16A01125","Existe",7334.4969000000001,27164.80333333333]
[216,"2021-02-22T10:44:00","MULTIEQUIPOS",233219,2,"CRVLT-16","220/1","VENT-908","-","1200","3/4",null,null,null,3.7037037037037033,"5CRVLT16512000","Existe",7059.3068000000003,26145.580740740737]
[217,"2021-02-22T10:44:00","MULTIEQUIPOS",233219,3,"CRVLT-16","220/1","VENT-912","-","1500","1 1/2",null,null,null,3.7037037037037033,"5CRVLT16701500","Existe",7320.2640000000001,27112.088888888888]
[218,"2021-02-22T10:44:00","MULTIEQUIPOS",233219,1,"CRVLT-20","220/1","VENT-1036","-","1000","2",null,null,null,3.7037037037037033,"5CRVLT20101000","Existe",8615.2422999999999,31908.304814814812]
[219,"2021-02-22T10:55:00","CYME",233222,1,"CRVHT-26","220/3","-","5400 CFM","950","2",null,null,"DESCONECTADOR IP65",3.7037037037037033,"5CRVHT26D0950S","EXT.CRVHT-26 2T 950RPM SW",15899.1993,58885.923333333325]
[220,"2021-02-22T12:15:00","QUE CALOR",233228,1,"CRWLT-10","220/1","-","-","1400","1/4",null,null,null,3.7037037037037033,"5CRWLT10201400","EXT.CRWLT-10 1/4M 1400RPM",5888.1927999999998,21808.121481481478]
[221,"2021-02-22T12:15:00","QUE CALOR",233228,1,"CRWLT-10","220/1","-","-","1750","1/2",null,null,null,3.7037037037037033,"5CRWLT10401750","EXT.CRWLT-10 1/2M 1750RPM",5967.1904999999997,22100.705555555553]
[222,"2021-02-22T12:15:00","QUE CALOR",233228,9,"CRWLT-12","220/1","-","-","1500","1/3",null,null,null,3.7037037037037033,"5CRWLT12301500","EXT.CRWLT-12 1/3M 1500RPM",6010.6315999999997,22261.598518518516]
[223,"2021-02-22T12:15:00","QUE CALOR",233228,2,"CRWLT-12","220/1","-","-","1700","1/2",null,null,null,3.7037037037037033,"5CRWLT12401700","EXT.CRWLT-12 1/2M 1700RPM",6058.2115000000003,22437.820370370369]
[224,"2021-02-22T12:15:00","QUE CALOR",233228,1,"CRWLT-14","220/1","-","-","1700","3/4",null,null,null,3.7037037037037033,"5CRWLT14501700","EXT.CRWLT-14 3/4M 1700RPM",6746.0583999999999,24985.40148148148]
[225,"2021-02-22T12:15:00","QUE CALOR",233228,1,"CRWLT-18","220/1","-","-","1200","3/4",null,null,null,3.7037037037037033,"5CRWLT18501200","Existe",8677.2415999999994,32137.931851851845]
[226,"2021-02-22T12:15:00","QUE CALOR",233228,2,"CMI-250","220/1","-","-","2450","1/2",null,null,null,3.7037037037037033,"5CMI2504024500","EXT.CMI-250 1/2M 2450RPM",7769.0991999999997,28774.441481481477]
[227,"2021-02-22T17:34:00","PERSSA",233251,1,"CRVLT-16","220/1","-","-","1075","3/4",null,null,null,3.7037037037037033,"5CRVLT16501075","Existe",7116.2572,26356.508148148147]
[228,"2021-02-22T17:34:00","PERSSA",233251,1,"CRVLT-20","220/1","-","-","1325","2",null,null,null,3.7037037037037033,"5CRVLT20101325","Existe",8516.2225999999991,31541.56518518518]
[229,"2021-02-23T09:09:00","CLIMAS SA",232997,31,"HGT-1500-7 1/2","460/3","EF-01 TO 31","45421 CFM","550","7 1/2",null,null,"460 V, WALL COLLAR CON PERSIANA Y MALLA",3.7037037037037033,"5HGT15006PMC","Existe",27340.543799999999,101261.27333333332]
[230,"2021-02-23T09:24:00","CONSTANTINO BOYER",233257,1,"CMI-280","220/1","VE-01","1081 CFM",1625,"1/3",null,null,null,3.7037037037037033,"5CMI2803165000","Existe",7416.8005999999996,27469.631851851846]
[231,"2021-02-23T09:24:00","CONSTANTINO BOYER",233257,1,"CMI-250","220/1","VE-02","996 CFM",1859,"1/4",null,null,null,3.7037037037037033,"5CMI2502018750","Existe",7521.7088999999996,27858.181111111106]
[232,"2021-02-23T10:09:00","T Y P",233260,3,"DAL-H-72-10","230/3","VE-01","28061 CFM","343","10",null,null,"VOLTAJE DE LA BOMBA 127/1 MONOFASICO",3.7037037037037033,"5DLHF72H035000","Existe",76433.071500000005,283085.45]
[233,"2021-02-23T16:06:00","SENSA CLIMATIZACION",233280,1,"CMI-250","220/1","VI-01","650 CFM","2875","3/4",null,null,null,3.7037037037037033,"5CMI2505028750","EXT.CMI-250 3/4M 2875RPM",7738.8179,28662.288518518515]
[234,"2021-02-23T17:29:00","I MONSERRAT",233286,1,"BIL-710","230/3","-","4400 CFM","1008","5",null,null,null,3.7037037037037033,"5BIL710F010500","EXT.BIL-710 5T 1050RPM",23890.463,88483.196296296286]
[235,"2021-02-24T10:34:00","CLAUGER",233295,1,"CMII-900","460/3","-","36700 M3/H","1375","40",null,null,"SWITCH IP65, BRIDA EN SUCCION (ARO), BRIDA EN DESCARGA, ACOPLAMIENTO FLEXIBLE EN SUCCION",3.7037037037037033,"5CMII900R137BD","EXT.CMII-900 40T 1375RPM SW",64212.363899999997,237823.56999999995]
[236,"2021-02-24T11:28:00","T Y P",233301,4,"CRHLT-16","220/1","-","-","1175","3/4",null,null,null,3.7037037037037033,"5CRHLT16501175","Existe",6081.3549000000003,22523.536666666667]
[237,"2021-02-24T14:04:00","DIESA",233313,1,"CRVHT-24","230/3","-","-","925","2",null,null,null,3.7037037037037033,"5CRVHT24D09250","Existe",14339.200500000001,53108.149999999994]
[238,"2021-02-24T17:44:00","GUMI K",233324,2,"CMI-560","230/3","-","10617CFM","1300","5",null,null,null,3.7037037037037033,"5CMI560F013000","Existe",18348.827600000001,67958.620740740735]
[239,"2021-02-24T17:44:00","GUMI K",233324,2,"CMI-630","230/3","-","11765CFM","1350","7 1/2",null,null,null,3.7037037037037033,"5CMI630G135100","Existe",19922.044900000001,73785.35148148147]
[240,"2021-02-24T17:44:00","GUMI K",233324,2,"CCK-12/12","220/1","-","3021 CFM","775","1 1/2",null,null,null,3.7037037037037033,"5CCK1212707750","EXT.CCK-12/12 1.5M 775RPM",6062.1544999999996,22452.424074074072]
[241,"2021-02-24T18:05:00","HIGH TECH",233325,1,"CMI-500","230/3","VE-01","2630 CFM","900","3/4",null,null,null,3.7037037037037033,"5CMI500A090000","Existe",12423.509,46012.996296296289]
[242,"2021-02-24T18:05:00","HIGH TECH",233325,1,"CLT-18","230/3","VE-PB-01","4600 CFM","1400","1 1/2",null,null,"CUBRE MOTOR",3.7037037037037033,"5CLTG18C1400CM","EXT.CLTG-18 1.5T 1400RPM CUBRE",8713.7762000000002,32273.245185185184]
[243,"2021-02-24T18:05:00","HIGH TECH",233325,4,"HXT-630/H","230/3","VE-S1 A V4-01","7660 CFM","1725","1 1/2",null,null,"WALL HOUSING: MALLA EN ASPIRACION Y PERSIANA EN DESCARGA",3.7037037037037033,"FORMATO","FORMATO",null,0]
[244,"2021-02-24T18:05:00","HIGH TECH",233325,4,"I-HXT-630/H","230/3","VI-S1 A S4-01","6895 CFM","1725","1 1/2",null,null,"INYECTOR ,  WALL HOUSING: MALLA EN DESCARGA Y PERSIANA EN ASPIRACION",3.7037037037037033,"FORMATO","FORMATO",null,0]
[245,"2021-02-24T18:05:00","HIGH TECH",233325,1,"CMI-1250","230/3","VP-AZ-01","13420 CFM","350","5",null,null,"MALLA EN DESCARGA ",3.7037037037037033,"5CMI1250F350MA","EXT.CMI-1250 5T 350RPM MALLA",71540.142699999997,264963.49148148141]
[246,"2021-02-25T09:15:00","QUE CALOR",233330,2,"DA-25/25","230/3","-","-","600","10","CCW",null,"GIRO IZQUIERDO",3.7037037037037033,"5DA2525H06000I","EXT.DA-25/25 10T 600RPM GI",18787.888900000002,69584.7737037037]
[247,"2021-02-25T09:15:00","QUE CALOR",233330,2,"DA-25/25","230/3","-","-","600","10","CW",null,"GIRO DERECHO",3.7037037037037033,"5DA2525H060000","EXT.DA-25/25 10T 600RPM",18787.888900000002,69584.7737037037]
[248,"2021-02-25T11:14:00","CLIMAS ALFA",233337,1,"CCR-7/7","127/1","-","-","1050","1/4",null,null,null,3.7037037037037033,"5CCR7720105000","Existe",4963.6418999999996,18383.858888888884]
[249,"2021-02-25T14:28:00","IDSAA",233239,2,"WXT-I-1250-3-S","230/3","-","-","610","3",null,null,"INYECTOR, BRIDAS EN SUCCION Y DESCARGA",3.7037037037037033,"FORMATO","FORMATO",null,0]
[250,"2021-02-25T14:28:00","IDSAA",233239,2,"WXT-E-1250-3-S","230/3","-","-","610","3",null,null,"BRIDAS EN SUCCION Y DESCARGA",3.7037037037037033,"5WXT1250E610BD","EXT.WXT-1250 3T 610RPM BDA.",14990.316800000001,55519.691851851851]
[251,"2021-02-25T16:14:00","TRANE",233352,5,"CLT-14","127/1","-","1310 CFM","1250","1/3",null,null,null,3.7037037037037033,"5CLTG143012500","EXT.CLTG-14 1/3M 1250RPM",5463.0770000000002,20233.618518518517]
[252,"2021-02-25T16:14:00","TRANE",233352,1,"CLT-16","127/1","-","1790 CFM","850","1/2",null,null,null,3.7037037037037033,"5CLTG164085000","EXT.CLTG-16 1/2M 850RPM",6485.4183999999996,24020.068148148144]
[253,"2021-02-25T16:14:00","TRANE",233352,1,"CLT-22","127/1","-","5250 CFM","900","1 1/2",null,null,null,3.7037037037037033,"5CLTG227090000","EXT.CLTG-22 1.5M 900RPM",10628.9943,39366.645555555551]
[254,"2021-02-25T18:41:00","TECNOTERMA ",233233,1,"CDAHF1-18/18","230/3","-","4200 CFM","625","1 1/2",null,null,null,3.7037037037037033,"5CDAHF118C0625","Existe",18592.949100000002,68862.77444444444]
[255,"2021-02-25T18:41:00","TECNOTERMA ",233233,1,"CDAHF1-12/12","127/1","-","900 CFM","625","1/2",null,null,null,{"$f":"2/0.54","v":3.7037037037037033},"5CDAHF11240625","EXT.CDAHF1-12/12 1/2M 625RPM",10949.3694,40553.219999999994]
[256,"2021-02-25T18:41:00","TECNOTERMA ",233233,1,"CRVLT-22","230/3","-","4500 CFM","825","1 1/2",null,null,null,3.7037037037037033,"5CRVLT22C08250","EXT.CRVLT-22 1.5T 825RPM",13641.5805,50524.372222222213]
[257,"2021-02-25T18:41:00","TECNOTERMA ",233233,1,"CRHLT-12","127/1","-","1000 CFM","1300","1/4",null,null,null,3.7037037037037033,"5CRHLT12201300","Existe",4943.3612999999996,18308.745555555553]
[258,"2021-02-25T18:45:00","EXPERTOS EN VENTILACION",233347,1,"CRVLT-14","220/3","-","-","1750","1/2",null,null,null,3.7037037037037033,"5CRVLT14901750","EXT.CRVLT-14 1/2T 1750RPM",6660.8254999999999,24669.724074074071]
[259,"2021-02-25T18:45:00","EXPERTOS EN VENTILACION",233347,1,"CRVLT-16","220/3","-","-","1200","1/2",null,null,null,3.7037037037037033,"5CRVLT16901200","Existe",6876.2658000000001,25467.65111111111]
[260,"2021-02-25T18:45:00","EXPERTOS EN VENTILACION",233347,1,"CMI-560","220/3","-","-","825","1",null,null,null,3.7037037037037033,"5CMI560B082500","Existe",14950.306200000001,55371.504444444443]
[261,"2021-02-25T18:45:00","EXPERTOS EN VENTILACION",233347,1,"CDAHF2-36/36","220/3","-","-","300","10",null,null,null,3.7037037037037033,"5CDAHF236H0300","EXT.CDAHF2-36/36 10T 300RPM",75395.196500000005,279241.46851851849]
[262,"2021-02-25T18:45:00","EXPERTOS EN VENTILACION",233347,1,"CLT-14","220/1","-","-","850","1/4",null,null,null,3.7037037037037033,"5CLTG142085000","EXT.CLTG-14 1/4M 850RPM",5496.1207000000004,20356.002592592591]
[263,"2021-02-26T08:34:00","REACLIMA",233358,1,"CRHLT-24","460/3","VE-25","4290 CFM","825","1 1/2",null,null,null,3.7037037037037033,"5CRHLT24C08250","Existe",12690.291800000001,47001.080740740741]
[264,"2021-02-26T15:55:00","LAGUNA COMPRESORES",233387,1,"CRVLT-18","220/1","-","3000 CFM","1200","3/4",null,null,null,3.7037037037037033,"5CRVLT18501200","Existe",7251.8180000000002,26858.585185185184]
[265,"2021-02-26T15:55:00","LAGUNA COMPRESORES",233387,1,"CRVLT-24","220/1","-","4700 CFM","750","1 1/2",null,null,null,3.7037037037037033,"5CRVLT24707500","EXT.CRVLT-24 1.5M 750RPM",12640.0699,46815.073703703703]
[266,"2021-02-26T19:59:00","MARGARIA MARIA GARCIA",233408,1,"CRVLT-18","220/3","-","-","1425","1",null,null,null,3.7037037037037033,"5CRVLT18B01425 ","Existe",8577.3544000000002,31767.979259259257]
[267,"2021-02-26T19:59:00","MARGARIA MARIA GARCIA",233408,1,"CRVLT-20","220/3","-","-","1225","1 1/2",null,null,null,3.7037037037037033,"5CRVLT20C01230","Existe",9005.4423000000006,33353.49]
{"$rows_empty":1048268}
[{"$nulls":14},{"$f":"2/0.54","v":3.7037037037037033}]

{"sheet":"MARZO 2021","index":2,"n_rows":236,"n_cols":20,"rows_kept":236,"cut":false,"hidden":false,"merged":[[0,0,0,13],[0,15,0,18],[1,5,1,13]]}
["SIAC",{"$nulls":14},"ING. INDUSTRIAL"]
[{"$nulls":5},"CARACTERISTICAS DEL EQUIPO"]
["ITEM","FECHA SOLICITADA","Nombre Cliente","PEDIDO","CANTIDAD","EQUIPO","Conexión","TAG","Caudal","R.P.M","MOTOR","GIRO","DESCARGA","OBSERVACIONES","FACTOR VENTA","Codigo","Descripción ","COSTO","PRECIO LISTA","FECHA ENTREGA"]
[1,"2021-03-02T08:50:00","COMER CANTO",233390,1,"CMI-630","230/3","-","-","1075","5",null,null,null,{"$f":"2/0.54","v":3.7037037037037033},"5CMI630F010750","Existe"]
[2,"2021-03-02T08:50:00","COMER CANTO",233390,1,"CMI-710","230/3","-","-","975","5",null,null,null,{"$f":"2/0.54","v":3.7037037037037033},"5CMI710F097100","Existe"]
[3,"2021-03-02T08:56:00","T Y P",233260,3,"DAL-72-H-10","230/3","VE-01","28061 CFM","343","10",null,null,"VOLTAJE DE LA BOMBA 230/TRIFASICO",3.7037037037037033,"5DLHF72H034300","EXT.DALH-72 10T 343RPM BOMBA 230 V"]
[4,"2021-03-02T09:12:00","JUDITH CASTELLANOS MARCELO",233440,1,"DAL-25-H-5","230/3","-","-","500","5",null,null,null,3.7037037037037033,"5UDLHF25F04910","Existe"]
[5,"2021-03-02T09:14:00","EXPERTOS EN VENTILACION",233404,7,"DAL-96-H-20","220/3","-","-","355","20",null,null,null,3.7037037037037033,"5DLHF96N035500","Existe"]
[6,"2021-03-02T10:12:00","AIRE PROYECTOS",233455,1,"CRVLT-18","220/1","-","-","1200","2",null,null,null,3.7037037037037033,"5CRVLT18101200","Existe"]
[7,"2021-03-02T11:45:00","COMERCIALIZADORA VV",233467,2,"CLT-12","127/1","-","1094 CFM","1525","1/2",null,null,null,3.7037037037037033,"5CLTG124015250","EXT.CLTG-12 1/2M 1525RPM"]
[8,"2021-03-02T12:52:00","AIRESISTEMAS",233474,3,"CRHLT-18","127/1","-","-","1250","3/4",null,null,null,3.7037037037037033,"5CRHLT18512500","Existe"]
[9,"2021-03-02T12:52:00","AIRESISTEMAS",233474,1,"CRHLT-20","127/1","-","-","950","3/4",null,null,null,3.7037037037037033,"5CRHLT20509500","EXT.CRHLT-20 3/4M 950RPM"]
[10,"2021-03-02T12:52:00","AIRESISTEMAS",233474,2,"CRHLT-16","127/1","-","-","1175","1/2",null,null,null,3.7037037037037033,"5CRHLT16401175","EXT.CRHLT-16 1/2M 1175RPM"]
[11,"2021-03-02T12:52:00","AIRESISTEMAS",233474,3,"CLT-24","230/3","-","-","1000","3",null,null,"CUBIERTA MOTOR",3.7037037037037033,"5CLTG24E1000CM","Existe"]
[12,"2021-03-02T12:52:00","AIRESISTEMAS",233474,4,"CLT-18","127/1","-","-","1100","3/4",null,null,"CUBIERTA MOTOR",3.7037037037037033,"5CLTG1851100CM","EXT.CLTG-18 3/4M 1100RPM CUBRE"]
[13,"2021-03-02T12:52:00","AIRESISTEMAS",233474,1,"CLT-18","127/1","-","-","950","1/2",null,null,"CUBIERTA MOTOR",3.7037037037037033,"5CLTG1849500CM","Existe"]
[14,"2021-03-02T13:00:00","LA MUÑO",233475,1,"CRVHT-16","220/1","-","-","1650","2",null,null,null,3.7037037037037033,"5CRVHT16101650","EXT.CRVHT-16 2M 1650RPM"]
[15,"2021-03-02T13:00:00","LA MUÑO",233475,1,"CRVHT-18","220/1","-","-","1540","1 1/2",null,null,null,3.7037037037037033,"5CRVHT18701550","Existe"]
[16,"2021-03-02T13:00:00","LA MUÑO",233475,1,"CCK-15/15","220/1","-","-","670","1 1/2",null,null,null,3.7037037037037033,"5CCK1515706700","EXT.CCK-15/15 1.5M 670RPM"]
[17,"2021-03-02T17:52:00","CYVSA",233356,1,"CLT-14","230/3","VE-09","2000 CFM","1750","3/4",null,null,"CUBRE MOTOR",3.7037037037037033,"5CLTG14A1750CM","EXT.CLTG-14 3/4T 1750RPM CUBRE"]
[18,"2021-03-02T17:52:00","CYVSA",233356,1,"CLT-12","127/1","VE-SO1-03","1250 CFM","1475","1/2",null,null,"CUBRE MOTOR",3.7037037037037033,"5CLTG1241476CM","Existe"]
[19,"2021-03-02T17:52:00","CYVSA",233356,24,"CDAHF1-9/9","127/1","VI-02","1050 CFM","1225","1/2",null,null,null,3.7037037037037033,"5CDAHF19941225","EXT.CDAHF1-9/9 1/2M 1225RPM"]
[20,"2021-03-02T17:52:00","CYVSA",233356,1,"CLT-16","230/3","VI-05","1800 CFM","1100","3/4",null,null,"CUBRE MOTOR, CAJA PORTAFILTROS UNA ETAPA FILTROS MERV 8",3.7037037037037033,"5CLTG16A1100FI","EXT.CLTG-16 3/4T 1100RPM PTA."]
[21,"2021-03-02T17:52:00","CYVSA",233356,1,"CLT-33","230/3","VE-PB-01","14000 CFM","775","5",null,null,"MOTOR USO VARIADOR 2-MO-6518, CUBIERTA MOTOR",3.7037037037037033,"5CLTG33F0776CM","EXT.CLTG-33 5T 775RPM CUBRE"]
[22,"2021-03-03T09:06:00","-","-",1,"DAB-12/12","127/1","-","-","950","1",null,null,null,3.7037037037037033,"5DAB1212609500","EXT.DA/B-12/12 1M 950RPM"]
[23,"2021-03-03T10:19:00","ABEASA",233504,1,"CDAV-18/18","230/3","-","-","900","7 1/2",null,null,null,3.7037037037037033,"5CDAV1818G0900","EXT.CDAV-18/18 7.5T 900RPM"]
[24,"2021-03-03T12:33:00","SERVICIOS ESPECIALIZADOS",233425,1,"DAL-9-H-3/4","230/3","-","2067","675","3/4",null,null,null,3.7037037037037033,"5UDLHF9A068000","Existe"]
[25,"2021-03-03T12:33:00","SERVICIOS ESPECIALIZADOS",233425,1,"DAL-16-H-1","230/3","-","3500","523","1",null,null,null,3.7037037037037033,"5UDLHF16B05230","LAV.DALH-16 1T 523RPM"]
[26,"2021-03-03T12:33:00","SERVICIOS ESPECIALIZADOS",233425,1,"DAL-9-H-1/2","230/3","-","2015","575","1/2",null,null,null,3.7037037037037033,"5UDLHF99057500","LAV.DALH-9 1/2T 575RPM"]
[27,"2021-03-03T12:33:00","SERVICIOS ESPECIALIZADOS",233425,1,"DAL-9-H-1/2","230/3","-","1928","650","1/2",null,null,null,3.7037037037037033,"5UDLHF99065000","LAV.DALH-9 1/2T 650RPM"]
[28,"2021-03-03T12:33:00","SERVICIOS ESPECIALIZADOS",233425,2,"DAL-9-H-1/2","230/3","-","1700","600","1/2",null,null,null,3.7037037037037033,"5UDLHF99060000","LAV.DALH-9 1/2T 600RPM"]
[29,"2021-03-03T13:25:00","EXPERTOS EN VENTILACION",233517,1,"DAL-36-H-10","440/3","-","20900 CFM","518","10",null,null,null,3.7037037037037033,"5UDLHF36H05180","LAV.DALH-36 10T 518RPM"]
[30,"2021-03-03T15:57:00","TAKASAGO",233531,1,"CLT-12","230/3","VE-01","1800 M3/HR","1475","1/2",null,null,"CUBIERTA MOTOR",3.7037037037037033,"5CLTG1291475CM","EXT.CLTG-12 1/2T 1475RPM CUBRE"]
[31,"2021-03-03T15:57:00","TAKASAGO",233531,1,"CLT-12","230/3","VE-02","1200 M3/HR","1300","1/3",null,null,"CUBIERTA MOTOR",3.7037037037037033,"5CLTG12T1300CM","EXT.CLTG-12 1/3T 1300RPM CUBRE"]
[32,"2021-03-03T15:57:00","TAKASAGO",233531,1,"CLT-16","230/3","VE-03","3000 M3/HR","1175","1",null,null,"CUBIERTA MOTOR",3.7037037037037033,"5CLTG16B1175CM","Existe"]
[33,"2021-03-03T15:57:00","TAKASAGO",233531,1,"CLT-16","230/3","VE-04","4800 M3/HR","1400","2",null,null,"CUBIERTA MOTOR",3.7037037037037033,"5CLTG16D1400CM","EXT.CLTG-16 2T 1400RPM CUBRE"]
[34,"2021-03-03T15:57:00","TAKASAGO",233531,1,"CLT-20","230/3","VE-05","5400 M3/HR","1175","2",null,null,"CUBIERTA MOTOR",3.7037037037037033,"5CLTG20D1175CM","EXT.CLTG-20 2T 1175RPM CUBRE"]
[35,"2021-03-03T16:24:00","REACLIMA",233536,1,"CDAV-18/18","460/3","VI-02","3090 CFM","625","1 1/2",null,null,null,3.7037037037037033,"5CDAV1818B0625","EXT.CDAV-18/18 1.5T 625RPM"]
[36,"2021-03-03T16:24:00","REACLIMA",233536,1,"CDAV-20/20","460/3","VI-03","5208 CFM","600","3",null,null,null,3.7037037037037033,"5CDAV2020E0600","EXT.CDAV-20/20 3T 600RPM"]
[37,"2021-03-03T17:02:00","TODO EN VENTILACION",233537,1,"CMI-315","230/3","-","4280 M3/HR","2725","3",null,null,null,3.7037037037037033,"5CMI315E027250","EXT.CMI-315 3T 2725RPM"]
[38,"2021-03-04T17:27:00","TRANE",233571,1,"CLT-16","230/3","-","-","1400","2",null,null,null,3.7037037037037033,"5CLTG16D014000","Existe"]
[39,"2021-03-04T17:27:00","TRANE",233571,1,"CRVLT-24","230/3","-","3905 CFM","900","1 1/2",null,null,null,3.7037037037037033,"5CRVLT24C09000","Existe"]
[40,"2021-03-04T18:00:00","ANDRES FLORES MORENO",233576,1,"HXA-6-1000/H","460/3","-","21747 CFM","1165","2",null,null,"460 V",3.7037037037037033,"5HXA61000H460V","Existe"]
[41,"2021-03-04T18:28:00","IDSAA",233240,4,"PERSIANA 630","-","-","-","-","-",null,null,null,3.7037037037037033,"5PER/X-630","Existe"]
[42,"2021-03-05T08:42:00","REFRIGERACION LAS BRISAS",233584,1,"CLT-10","127/1","VE-01","776 CFM","1650","1/3",null,null,"CUBIERTA MOTOR",3.7037037037037033,"5CLTG1031650CM","EXT.CLTG-10 1/3M 1650RPM CUBRE"]
[43,"2021-03-05T08:42:00","REFRIGERACION LAS BRISAS",233584,1,"CLT-7","127/1","VE-02","166 CFM","1275","1/4",null,null,"CUBIERTA MOTOR",3.7037037037037033,"5CLTG7201275CM","Existe"]
[44,"2021-03-05T08:42:00","REFRIGERACION LAS BRISAS",233584,2,"CLT-7","127/1","VE-03 Y 04","166 CFM","1150","1/4",null,null,"CUBIERTA MOTOR",3.7037037037037033,"5CLTG7201151CM","EXT.CLTG-7 1/4M 1150RPM CUBRE"]
[45,"2021-03-05T18:38:00","ABEASA",233619,1,"CCR-12/12","230/3","-","-","900","2",null,null,"MOTOR APEX 2-MO-165US PEDIDO CANCELADO",3.7037037037037033]
[46,"2021-03-08T09:03:00","GARCOSA",233625,1,"CRHLT-24","230/3","-","6000 CFM","700","1",null,null,"SWITCH IP 65",3.7037037037037033,"5CRHLT24B0700S","EXT.CRHLT-24 1T 700RPM SW"]
[47,"2021-03-08T09:03:00","GARCOSA",233625,1,"CMI-630","230/3","-","4500 CFM","725","1 1/2",null,null,"SWITCH IP 65",3.7037037037037033,"5CMI630C07250S","EXT.CMI-630 1.5T 725RPM SW"]
[48,"2021-03-08T09:28:00","UMAS",233628,2,"DA-7/7","460/3","-","-","2325","1",null,null,null,3.7037037037037033,"5DA77B02325000","EXT.DA-7/7 1T 2325RPM"]
[49,"2021-03-08T09:28:00","UMAS",233628,2,"DA-10/10","460/3","-","-","1675","1 1/2",null,null,null,3.7037037037037033,"5DA1010C016750","EXT.DA-10/10 1.5T 1675RPM"]
[50,"2021-03-08T12:04:00","EXPERTOS EN VENTILACION",233175,1,"DAB-36/36","220/3","-","-","325","7 1/2","CW","BH","DESCARGA 270°",3.7037037037037033,"FORMATO"]
[51,"2021-03-08T12:04:00","EXPERTOS EN VENTILACION",233175,1,"DAB-36/36","220/3","-","-","350","20","CW","DB","DESCARGA 180° / CONFIGURAR 5DAB363600DB (INDICAR CCW)",3.7037037037037033,"5DAB3636N35DBI","EXT.DA/B-36/36 20T 350RPM DB"]
[52,"2021-03-08T12:04:00","EXPERTOS EN VENTILACION",233175,1,"DAB-36/36","220/3","-","-","325","10","CCW","DB","GIRO CCW, DESCARGA 180° / CONFIGURAR 5DAB363600DB",3.7037037037037033,"5DAB3636H325DB","EXT.DA/B-36/36 10T 325RPM DB"]
[53,"2021-03-08T12:04:00","EXPERTOS EN VENTILACION",233175,1,"DAB-36/36","220/3","-","-","325","7 1/2","CCW","TH","GIRO CCW, DESCARGA 90°",3.7037037037037033,"FORMATO"]
[54,"2021-03-08T12:04:00","EXPERTOS EN VENTILACION",233175,1,"DAB-36/36","220/3","-","-","350","20","CW","BH","DESCARGA 270°",3.7037037037037033,"FORMATO"]
[55,"2021-03-08T16:40:00","TRANE",233649,1,"CLT-26","230/3","-","-","850","3",null,null,null,3.7037037037037033,"5CLTG26E085000","EXT.CLTG-26 3T 850RPM"]
[56,"2021-03-08T17:10:00","ABEASA",233642,3,"DAL-45-V-10","230/3","-","-","497","10",null,null,"DESCARGA VERTICAL INFERIOR",3.7037037037037033,"5UDLVF45H04970","LAV.DALV-45 10T 497RPM"]
[57,"2021-03-08T17:54:00","LILIANA AGUILAR CAMPOS",232721,1,"CMI-1000","230/3","-","20810 M3/HR","850","15",null,null,"DESCARGA UB",3.7037037037037033,"5CMI1000M850UB","EXT.CMI-1000 15T 850RPM 0"]
[58,"2021-03-10T09:18:00","GRUPO OREA",233682,1,"CDAHF2-30/28","230/3","-","-","870","15",null,null,"PEDIDO CANCELADO",3.7037037037037033]
[59,"2021-03-10T10:07:00","ELECTROSUMINISTROS",233674,2,"DAL-16-H-2","230/3","-","-","433","2",null,null,null,3.7037037037037033,"5UDLHF16D04330","Existe"]
[60,"2021-03-10T10:07:00","ELECTROSUMINISTROS",233674,1,"DAL-9-H-1 1/2","230/3","-","-","630","1 1/2",null,null,null,3.7037037037037033,"5UDLHF9C062000","Existe"]
[61,"2021-03-10T10:23:00","BARNHART ","MI-7532",1,"DA-12/12","127/1","-","-","950","1",null,null,null,3.7037037037037033,"5DA12126095000","EXT. DA-12/12 1M 950RPM"]
[62,"2021-03-10T11:03:00","CUMEX",233652,1,"CMI-560","230/3","-","5892 CFM","1050","2",null,null,null,3.7037037037037033,"5CMI560D010680","Existe"]
[63,"2021-03-10T11:03:00","CUMEX",233652,1,"CLT-22","230/3","-","5229 CFM","600","1",null,null,"CUBRE MOTOR",3.7037037037037033,"5CLTG22B0600CM","EXT.CLTG-22 1T 600RPM CUBRE"]
[64,"2021-03-10T11:23:00","MIGA",233698,1,"CMI-250","127/1","VE-01",490,1850,"1/4",null,null,null,3.7037037037037033,"5CMI2502185000","Existe"]
[65,"2021-03-10T11:23:00","MIGA",233698,1,"CMI-315","230/3","VI-02",1857,1875,"3/4",null,null,null,3.7037037037037033,"5CMI315A187600","Existe"]
[66,"2021-03-10T11:23:00","MIGA",233698,1,"CMI-315","230/3","VI-01",1744,1825,"1/2",null,null,null,{"$f":"2/0.54","v":3.7037037037037033},"5CMI3159018500","Existe"]
[67,"2021-03-10T12:19:00","EXPERTOS EN VENTILACION",233705,3,"CLT-10","230/3","-","-","1300","1/2",null,null,null,3.7037037037037033,"5CLTG109013000","EXT.CLTG-10 1/2T 1300RPM"]
[68,"2021-03-10T12:19:00","EXPERTOS EN VENTILACION",233705,5,"CLT-10","230/3","-","-","900","1/4",null,null,null,3.7037037037037033,"5CLTG108090000","EXT.CLTG-10 1/4T 900RPM"]
[69,"2021-03-10T12:45:00","PERSSA",233713,2,"CLT-20","230/3","-","4300 CFM","1325","3",null,null,"CUBRE MOTOR",3.7037037037037033,"5CLTG20E1325CM","EXT.CLTG-20 3T 1325RPM CUBRE"]
[70,"2021-03-10T13:50:00","PERSSA",233714,1,"CMI-500 INOX","230/3","-","-","1950","7 1/2",null,null,"PEDIDO CANCELADO",3.7037037037037033]
[71,"2021-03-10T14:19:00","LETICIA VIDAL",230780,1,"CDAHF1-12/12","230/3","-","1500 CFM",900,"1/2",null,null,null,3.7037037037037033,"5CDAHF1129900","Existe"]
[72,"2021-03-10T14:19:00","LETICIA VIDAL",230780,1,"CDAHF1-12/12","230/3","-","1900 CFM",950,"3/4",null,null,null,3.7037037037037033,"5CDAHF112A0950","Existe"]
[73,"2021-03-10T14:19:00","LETICIA VIDAL",230780,1,"CDAHF1-12/12","230/3","-","2600 CFM",950,1,null,null,null,3.7037037037037033,"5CDAHF112B0950","Existe"]
[74,"2021-03-10T14:19:00","LETICIA VIDAL",230780,1,"CDAHF1-12/12","230/3","-","2000 CFM",1100,"3/4",null,null,null,3.7037037037037033,"5CDAHF112A1100","EXT.CDAHF1-12/12 3/4T 1100RPM"]
[75,"2021-03-10T14:19:00","LETICIA VIDAL",230780,1,"CDAHF1-12/12","230/3","-","2000 CFM",1025,"3/4",null,null,null,3.7037037037037033,"5CDAHF112A1025","Existe"]
[76,"2021-03-10T14:19:00","LETICIA VIDAL",230780,1,"CDAHF1-12/12","230/3","-","2600 CFM",1175,"1 1/2",null,null,null,3.7037037037037033,"5CDAHF112C1175","EXT.CDAHF1-12/12 1.5T 1175RPM"]
[77,"2021-03-10T14:19:00","LETICIA VIDAL",230780,1,"CDAHF1-9/9","230/3","-","870 CFM",1200,"1/2",null,null,null,3.7037037037037033,"5CDAHF19991200","Existe"]
[78,"2021-03-10T14:19:00","LETICIA VIDAL",230780,1,"CMI-280","230/3","-","1350 CFM",2050,"1/2",null,null,null,3.7037037037037033,"5CMI2809020500","Existe"]
[79,"2021-03-10T14:19:00","LETICIA VIDAL",230780,1,"CMI-355","230/3","-","1700 CFM",1400,"1/2",null,null,null,3.7037037037037033,"5CMI3559014010","Existe"]
[80,"2021-03-10T14:19:00","LETICIA VIDAL",230780,1,"CMI-400","230/3","-","2400 CFM",1300,"3/4",null,null,null,3.7037037037037033,"5CMI400A013250","Existe"]
[81,"2021-03-10T14:19:00","LETICIA VIDAL",230780,1,"CMI-355","230/3","-","2000 CFM",1650,"3/4",null,null,null,3.7037037037037033,"5CMI355A016380","Existe"]
[82,"2021-03-10T14:19:00","LETICIA VIDAL",230780,1,"CMI-315","230/3","-","1600 CFM",1775,"1/2",null,null,null,3.7037037037037033,"5CMI3159017750","Existe"]
[83,"2021-03-10T14:19:00","LETICIA VIDAL",230780,1,"CMI-400","230/3","-","2400 CFM",1550,1,null,null,null,3.7037037037037033,"5CMI400B015260","REPTIDO "]
[84,"2021-03-10T14:19:00","LETICIA VIDAL",230780,1,"CMI-250","230/3","-","850 CFM",1925,"1/4",null,null,null,3.7037037037037033,"5CMI2508019250","Existe"]
[85,"2021-03-10T14:19:00","LETICIA VIDAL",230780,1,"CMI-450","230/3","-","2880 CFM",1700,"2",null,null,null,3.7037037037037033,"5CMI450D017000","Existe"]
[86,"2021-03-10T14:19:00","LETICIA VIDAL",230780,1,"CMI-400","230/3","-","2200 CFM",1525,1,null,null,null,3.7037037037037033,"5CMI400B015260","Existe"]
[87,"2021-03-10T14:19:00","LETICIA VIDAL",230780,1,"CMI-400","230/3","-","2250 CFM",1500,1,null,null,null,3.7037037037037033,"5CMI400B015260","REPTIDO "]
[88,"2021-03-10T14:19:00","LETICIA VIDAL",230780,1,"CMI-450","230/3","-","2370 CFM",1750,"3",null,null,null,3.7037037037037033,"5CMI450E011700","Existe"]
[89,"2021-03-10T14:19:00","LETICIA VIDAL",230780,1,"CDAHF2-12/12","230/3","-","1650 CFM",1300,1,null,null,"PORTAFILTRO CON FILTROS METÁLICOS, MERV-14  2-FI-012",3.7037037037037033,"5CDAHF212B1300","EXT.CDAHF2-12/12 1T 1300RPM"]
[90,"2021-03-10T14:19:00","LETICIA VIDAL",230780,1,"CMI-400","230/3","-","2140 CFM",1775,"1 1/2",null,null,null,3.7037037037037033,"5CMI400C017780","Existe"]
[91,"2021-03-10T14:19:00","LETICIA VIDAL",230780,1,"CDAHF2-12/12","230/3","-","2720 CFM",1300,"1 1/2",null,null,"PORTAFILTRO CON FILTROS METÁLICOS, MERV-14  2-FI-012",3.7037037037037033,"5CDAHF212C1301","EXT.CDAHF2-12/12 1.5T 1300RPM"]
[92,"2021-03-10T14:19:00","LETICIA VIDAL",230780,1,"CMI-315","230/3","-","1399 CFM",1650,"1/2",null,null,null,3.7037037037037033,"5CMI3159166900","Existe"]
[93,"2021-03-11T11:20:00","JORGE CAMPOS",233752,3,"DAL-9-H-1/2","230/3","-","-","670","1/2",null,null,"MOTOR 2-MO-124RG",3.7037037037037033,"5UDLHF99067000","LAV.DALH-9 1/2T 670RPM"]
[94,"2021-03-11T12:26:00","PRO-AIRE",233758,1,"CCK-12/12","127/1","-","-","1000","3/4",null,null,null,3.7037037037037033,"5CCK1212501000","EXT.CCK-12/12 3/4M 1000RPM"]
[95,"2021-03-12T07:56:00","PROVEEDORA FGA",233781,1,"CLT-18","460/3","-","-","1725","5",null,null,"RECUBRIMIENTO EPOXICO, PORTAFILTROS Y FILTROS METALICOS",3.7037037037037033,"5CLTH18F173EPX","EXT.CLT-18 5T 1725RPM PTA FILT"]
[96,"2021-03-12T07:56:00","PROVEEDORA FGA",233781,1,"CLT-18","460/3","-","-","1725","5",null,null,"RECUBRIMIENTO EPOXICO",3.7037037037037033,"5CLTH18F172EPX","EXT.CLT-18 5T 1725RPM EPOX"]
[97,"2021-03-12T10:17:00","AIRE PROYECTOS",233784,1,"CMI-560","230/3","-","6990 CFM","1260","3",null,null,null,3.7037037037037033,"5CMI560E127500","Existe"]
[98,"2021-03-12T10:17:00","AIRE PROYECTOS",233784,1,"CMI-500","230/3","-","5800 CFM","1475","3",null,null,null,3.7037037037037033,"5CMI500E146000","Existe"]
[99,"2021-03-12T10:37:00","TODO EN VENTILACION",233788,2,"CRVLT-18","460/3","-","8600 M3/HR","1500","1 1/2",null,null,null,3.7037037037037033,"5CRVLT18C01500","Existe"]
[100,"2021-03-12T10:37:00","TODO EN VENTILACION",233788,2,"CDAV-7/7","127/1","-","1947 M3/HR","1600","1",null,null,null,3.7037037037037033,"5CDAV776016000","EXT.CDAV-7/7 1M 1600RPM"]
[101,"2021-03-12T11:36:00","LOUBET",233678,4,"CLT-18","230/3","VE-01 A 04","2400 CFM","925","3/4",null,null,"CUBRE MOTOR, MALLA EN ASPIRACION",3.7037037037037033,"5CLTG18A0925MA","EXT.CLTG-18 3/4T 925RPM CUBRE"]
[102,"2021-03-12T11:59:00","AIRENLINEA",233793,1,"CRHLT-28","230/3","-","8300 CFM","725","3",null,null,null,3.7037037037037033,"5CRHLT28E07250","Existe"]
[103,"2021-03-12T12:39:00","REACLIMA",233799,1,"CRVHT-33","460/3","VE-01","-","725","5",null,null,null,3.7037037037037033,"5CRVHT33F07250","Existe"]
[104,"2021-03-12T12:39:00","REACLIMA",233799,1,"CRHLT-12","127/1","VE-21","-","1550","1/3",null,null,null,3.7037037037037033,"5CRHLT12315500","Existe"]
[105,"2021-03-12T12:39:00","REACLIMA",233799,1,"CMI-250","127/1","VE-54","-","2400","1/2",null,null,null,3.7037037037037033,"5CMI2504024000","Existe"]
[106,"2021-03-12T12:39:00","REACLIMA",233799,1,"CRHLT-16","127/1","VE-60","-","875","1/4",null,null,null,3.7037037037037033,"5CRHLT16208750","Existe"]
[107,"2021-03-12T12:39:00","REACLIMA",233799,1,"CMI-250","460/3","VE-66","-","2850","3/4",null,null,null,3.7037037037037033,"5CMI250A028500","EXT.CMI-250 3/4T 2850RPM"]
[108,"2021-03-12T13:05:00","REACLIMA",233679,1,"CDAV-20/20","460/3","VI-01","6380 CFM","600","3",null,null,null,3.7037037037037033,"5CDAV2020E0600","Existe"]
[109,"2021-03-16T12:39:00","LETICIA VIDAL",233729,1,"CMI-400","230/3","-","2500 CFM",1800,"1 1/2",null,null,"BRIDA EN SUCCION Y DESCARGA",3.7037037037037033,"5CMI400C1801BD","EXT.CMI-400 1.5T 1800RPM BDA."]
[110,"2021-03-16T12:39:00","LETICIA VIDAL",233729,1,"PORTAFILTRO APF 4000-2\"","-","-","-","-","-",null,null,"FILTROS METÁLICOS, MERV-8",3.7037037037037033,"5APF-400022FI","Existe"]
[111,"2021-03-16T12:39:00","LETICIA VIDAL",233729,1,"CMI-500","230/3","-","6160 CFM",1850,"5",null,null,"BRIDA EN SUCCION Y DESCARGA",3.7037037037037033,"5CMI500F1850BD","EXT.CMI-500 5T 1850RPM BDA."]
[112,"2021-03-16T12:39:00","LETICIA VIDAL",233729,1,"PORTAFILTRO APF 8000-2\"","-","-","-","-","-",null,null,"FILTROS METÁLICOS, MERV-8",3.7037037037037033,"5APF-800023FI","BANCO P.FILTRO 48\"x48\" FILTROS"]
[113,"2021-03-16T12:39:00","LETICIA VIDAL",233729,1,"CMI-400","230/3","-","1880 CFM",1625,"1",null,null,"BRIDA EN SUCCION Y DESCARGA",3.7037037037037033,"5CMI400B1625BD","EXT.CMI-400 1T 1625RPM BRIDAS"]
[114,"2021-03-16T12:39:00","LETICIA VIDAL",233729,1,"POTAFILTRO APF 2000-2\"","-","-","-","-","-",null,null,"FILTROS METÁLICOS, MERV-8",3.7037037037037033,"5APF20003FI","Existe"]
[115,"2021-03-16T12:39:00","LETICIA VIDAL",233729,1,"CMI-450","230/3","-","3860 CFM",1875,"3",null,null,null,3.7037037037037033,"5CMI450E018750","EXT.CMI-450 3T 1875RPM"]
[116,"2021-03-16T12:39:00","LETICIA VIDAL",233729,1,"CMI-450","230/3","-","2920 CFM",1700,"2",null,null,null,3.7037037037037033,"5CMI450D017000","Existe"]
[117,"2021-03-16T12:39:00","LETICIA VIDAL",233729,1,"CMI-450","230/3","-","3640 CFM",1925,"3",null,null,null,3.7037037037037033,"5CMI450E019250","EXT.CMI-450 3T 1925RPM"]
[118,"2021-03-16T12:39:00","LETICIA VIDAL",233729,1,"CMI-400","230/3","-","1840 CFM",1850,"1 1/2",null,null,null,3.7037037037037033,"5CMI400C018500","EXT.CMI-400 1.5T 1850RPM"]
[119,"2021-03-16T12:39:00","LETICIA VIDAL",233729,1,"CMI-315","230/3","-","1040 CFM",1975,"3/4",null,null,"BRIDA EN SUCCION Y DESCARGA",3.7037037037037033,"5CMI315A1975BD","EXT.CMI-315 3/4T 1975RPM BDAS."]
[120,"2021-03-16T12:39:00","LETICIA VIDAL",233729,1,"POTAFILTRO APF 2000-2\"","-","-","-","-","-",null,null,"FILTROS METÁLICOS, MERV-14 2-FI-012",3.7037037037037033,"5APF-20004FI","BANCO P.FILTRO 24\"x24\" FILTROS"]
[121,"2021-03-16T12:39:00","LETICIA VIDAL",233729,1,"CMI-355","230/3","-","1900 CFM",1975,"1 1/2",null,null,"BRIDA EN SUCCION Y DESCARGA",3.7037037037037033,"5CMI355C1975BD","EXT.CMI-355 1.5T 1975RPM BDAS."]
[122,"2021-03-16T12:39:00","LETICIA VIDAL",233729,1,"POTAFILTRO APF 2000-2\"","-","-","-","-","-",null,null,"FILTROS METÁLICOS, MERV-14",3.7037037037037033,"5APF-20004FI","BANCO P.FILTRO 24\"x24\" FILTROS"]
[123,"2021-03-16T12:39:00","LETICIA VIDAL",233729,1,"CMI-400","230/3","-","2050 CFM",1725,"1 1/2",null,null,"BRIDA EN SUCCION Y DESCARGA",3.7037037037037033,"5CMI400C1725BD","EXT.CMI-400 1.5T 1725RPM BDAS."]
[124,"2021-03-16T12:39:00","LETICIA VIDAL",233729,1,"PORTAFILTRO APF 4000-2\"","-","-","-","-","-",null,null,"FILTROS METÁLICOS, MERV-14 2-FI-012",3.7037037037037033,"5APF-400023FI","BANCO P.FILTRO 24\"x48\" FILTROS"]
[125,"2021-03-16T12:39:00","LETICIA VIDAL",233729,1,"CMI-450","230/3","-","3470 CFM",1675,"2",null,null,"BRIDA EN SUCCION Y DESCARGA",3.7037037037037033,"5CMI450D1675BD","EXT.CMI-450 2T 1675RPM BDAS."]
[126,"2021-03-16T12:39:00","LETICIA VIDAL",233729,1,"PORTAFILTRO APF 4000-2\"","-","-","-","-","-",null,null,"FILTROS METÁLICOS, MERV-14",3.7037037037037033,"5APF-400023FI","BANCO P.FILTRO 24\"x48\" FILTROS"]
[127,"2021-03-16T12:39:00","LETICIA VIDAL",233729,1,"CMI-315","230/3","-","1000 CFM",1850,"1/2",null,null,"BRIDA EN SUCCION Y DESCARGA",3.7037037037037033,"5CMI31591850BD","EXT.CMI-315 1/2T 1850RPM BDAS."]
[128,"2021-03-16T12:39:00","LETICIA VIDAL",233729,1,"POTAFILTRO APF 2000-2\"","-","-","-","-","-",null,null,"FILTROS METÁLICOS, MERV-14",3.7037037037037033,"5APF-20004FI","BANCO P.FILTRO 24\"x24\" FILTROS"]
[129,"2021-03-16T13:10:00","AIRE PROYECTOS",233866,1,"PL-204","230/3","-","200 CFM","1700","1/2",null,null,"ROTACION CCW",3.7037037037037033,"5PL-204","Existe"]
[130,"2021-03-17T10:13:00","TODO EN VENTILACION",233888,2,"CMI-710","230/3","-","6145 M3/HR","600","1",null,null,null,{"$f":"2/0.54","v":3.7037037037037033},"5CMI710B060000","Existe"]
[131,"2021-03-17T13:19:00","AS SUMINISTROS",233898,1,"UMF 1700","127/1","-","-","1700","190 W",null,null,"COLOR BLANCO",3.7037037037037033,"5UMF-1700B","UNIDAD MOVIL FILTRACION 1700"]
[132,"2021-03-17T14:10:00","SIERRA MADRE",233905,2,"WXD 630-3/4-6P/H","230/3","-","-","1135","3/4",null,null,"BRIDAS EN SUCCION Y DESCARGA",3.7037037037037033,"5WXD630A1135BD","EXT.WXD-630/H 3/4T 6P BDAS."]
[133,"2021-03-17T15:00:00","T Y P",233909,1,"CRVLT-18","220/1","-","-","1475","1 1/2",null,null,null,3.7037037037037033,"5CRVLT18701500","Existe"]
[134,"2021-03-17T15:00:00","T Y P",233909,2,"CCL 12/12","127/1","-","-","950","3/4",null,null,null,3.7037037037037033,"5CCL1212509500","Existe"]
[135,"2021-03-17T15:27:00","COMER CANTO",233390,1,"CMI-630","220/1","-","-","800","2",null,null,null,3.7037037037037033,"5CMI6301080000","EXT.CMI-630 2M 800RPM"]
[136,"2021-03-17T15:27:00","COMER CANTO",233390,1,"CMI-710","220/1","-","-","700","2",null,null,null,3.7037037037037033,"5CMI7101070000","EXT.CMI-710 2M 700RPM"]
[137,"2021-03-17T16:31:00","CYVSA",233913,1,"CMI-315","127/1","EF-AZ-01","1402 CFM","1500","1/3",null,null,null,3.7037037037037033,"5CMI315315000","Existe"]
[138,"2021-03-17T16:31:00","CYVSA",233913,1,"CDAHF2-22/22","230/3","ASU-AZ-01","6468 CFM","750","5",null,null," PORTAFILTRO CON FILTROS MERV 8 Y MERV 13",3.7037037037037033,"5CDAHF222F0750","Existe"]
[139,"2021-03-17T16:40:00","LA MUÑO",233915,1,"CMI-710","220/3","-","-","900","3",null,null,null,3.7037037037037033,"5CMI710E090000","EXT.CMI-710 3T 900RPM"]
[140,"2021-03-17T16:54:00","ALDAPE Y ASOCIADOS",233916,2,"CRVLT-18","230/3","-","-","1275","3/4",null,null,null,3.7037037037037033,"5CRVLT18A01275","EXT.CRVLT-18 3/4T 1275RPM"]
[141,"2021-03-17T16:54:00","ALDAPE Y ASOCIADOS",233916,2,"CCR-18/18","230/3","-","-","700","2",null,null,null,3.7037037037037033,"5CCR1818D07000","Existe"]
[142,"2021-03-18T08:50:00","EXPERTOS EN VENTILACION",233954,1,"CMII-800","460/3","-","-","1550","30",null,"UB","DESCARGA 0°",3.7037037037037033,"5CMII800Q156UB","EXT.CMII-800 30T 1550RPM 0"]
[143,"2021-03-18T08:59:00","I MONSERRAT",233955,1,"CMI-900","230/3","VE-01","2000 CFM","975","15",null,null,null,3.7037037037037033,"5CMI900M97030","Existe"]
[144,"2021-03-18T09:35:00","REFRIGERACION Y CLIMAS ALTIPLANO",233957,1,"CMI-630","230/3","-","12000 M3/HR","1300","7 1/2",null,null,null,3.7037037037037033,"5CMI630G130000","Existe"]
[145,"2021-03-18T10:26:00","K3 SOLUCIONES",233964,2,"CME-500","460/3","-","6000 CFM","1700","5",null,null,"ARREGLO ANTICHISPA AMCA \"C\"",3.7037037037037033,"5CME500F17AMCA","Existe"]
[146,"2021-03-19T12:00:00","EQUIPSA",233972,3,"RXT-C 1000-1 1/2 S","460/3","-","-","700","1 1/2",null,null,null,3.7037037037037033,"FORMATO","FORMATO"]
[147,"2021-03-19T12:15:00","PERSSA",233974,1,"CMI-560","220/1","-","5387 CFM","1025","2",null,null,null,3.7037037037037033,"5CMI5601010250","Existe"]
[148,"2021-03-19T18:09:00","LETICIA VIDAL",233902,1,"CMI-355","230/3","-","1800 CFM",1950,1,null,null,"BRIDAS EN SUCCION Y DESCARGA",3.7037037037037033,"5CMI355B1950BD","EXT.CMI-355 1T 1950RPM BDAS."]
[149,"2021-03-19T18:09:00","LETICIA VIDAL",233902,1,"PORTAFILTRO APF 2000-2\"","-","-","-","-","-",null,null,"FILTROS METALICOS Y PLISADO MERV-7  (SUCCIÓN)",3.7037037037037033,"5APF-20005FI","BANCO P.FILTRO 24\"x24\" FILT.ME"]
[150,"2021-03-19T18:09:00","LETICIA VIDAL",233902,2,"CMI-355","230/3","-","1350 CFM",2000,1,null,null,"BRIDAS EN SUCCION Y DESCARGA",3.7037037037037033,"5CMI355B2000BD","EXT.CMI-355 1T 2000RPM BDAS."]
[151,"2021-03-19T18:09:00","LETICIA VIDAL",233902,2,"PORTAFILTRO APF 2000-2\"","-","-","-","-","-",null,null,"FILTROS METALICOS Y PLISADO MERV-7  (SUCCIÓN)",3.7037037037037033,"5APF-20005FI","BANCO P.FILTRO 24\"x24\" FILT.ME"]
[152,"2021-03-19T18:09:00","LETICIA VIDAL",233902,2,"CMI-400","230/3","-","1530 CFM",1750,"1 1/2",null,null,"BRIDAS EN SUCCION Y DESCARGA",3.7037037037037033,"5CMI400C1775BD","EXT.CMI-400 1.5T 1775RPM BDAS."]
[153,"2021-03-19T18:09:00","LETICIA VIDAL",233902,2,"PORTAFILTRO APF 2000-2\"","-","-","-","-","-",null,null,"FILTROS METALICOS Y PLISADO MERV-7  (SUCCIÓN)",3.7037037037037033,"5APF-20005FI","BANCO P.FILTRO 24\"x24\" FILT.ME"]
[154,"2021-03-19T18:09:00","LETICIA VIDAL",233902,1,"CMI-355","230/3","-","1600 CFM",1925,1,null,null,"BRIDAS EN SUCCION Y DESCARGA",3.7037037037037033,"5CMI355B1950BD","EXT.CMI-355 1T 1950RPM BDAS."]
[155,"2021-03-19T18:09:00","LETICIA VIDAL",233902,1,"PORTAFILTRO APF 2000-2\"","-","-","-","-","-",null,null,"FILTROS METÁLICOS Y MERV-8 (SUCCIÓN)",3.7037037037037033,"5APF20003FI","REPETIDO"]
[156,"2021-03-19T18:09:00","LETICIA VIDAL",233902,1,"CMI-355","230/3","-","1500 CFM",1925,1,null,null,"BRIDAS EN SUCCION Y DESCARGA",3.7037037037037033,"5CMI355B1950BD","EXT.CMI-355 1T 1950RPM BDAS."]
[157,"2021-03-19T18:09:00","LETICIA VIDAL",233902,1,"PORTAFILTRO APF 2000-2\"","-","-","-","-","-",null,null,"FILTROS METÁLICOS Y MERV-8 (SUCCIÓN)",3.7037037037037033,"5APF20003FI","REPETIDO"]
[158,"2021-03-19T18:09:00","LETICIA VIDAL",233902,1,"CMI-250","230/3","-","270 CFM",2450,"1/4",null,null,"BRIDAS EN SUCCION Y DESCARGA",3.7037037037037033,"5CMI25082450BD","EXT.CMI-250 1/4T 2450RPM BDAS."]
[159,"2021-03-19T18:09:00","LETICIA VIDAL",233902,1,"PORTAFILTRO APF 2000-2\"","-","-","-","-","-",null,null,"FILTROS METÁLICOS Y MERV-8 (SUCCIÓN)",3.7037037037037033,"5APF20003FI","REPETIDO"]
[160,"2021-03-19T18:09:00","LETICIA VIDAL",233902,1,"CMI-250","230/3","-","360 CFM",2275,"1/4",null,null,"BRIDAS EN SUCCION Y DESCARGA",3.7037037037037033,"5CMI25082275BD","EXT.CMI-250 1/4T 2275RPM BDAS."]
[161,"2021-03-19T18:09:00","LETICIA VIDAL",233902,1,"PORTAFILTRO APF 2000-2\"","-","-","-","-","-",null,null,"FILTROS METÁLICOS Y MERV-8 (SUCCIÓN)",3.7037037037037033,"5APF20003FI","REPETIDO"]
[162,"2021-03-19T18:09:00","LETICIA VIDAL",233902,1,"CMI-355","230/3","-","1130 CFM",2150,1,null,null,"BRIDAS EN SUCCION Y DESCARGA",3.7037037037037033,"5CMI355B2150BD","EXT.CMI-355 1T 2150RPM BDAS."]
[163,"2021-03-19T18:09:00","LETICIA VIDAL",233902,1,"PORTAFILTRO APF 2000-2\"","-","-","-","-","-",null,null,"FILTROS METÁLICOS Y MERV-8 (SUCCIÓN)",3.7037037037037033,"5APF20003FI","REPETIDO"]
[164,"2021-03-19T18:09:00","LETICIA VIDAL",233902,1,"CMI-355","230/3","-","1400 CFM",1775,"3/4",null,null,"BRIDAS EN SUCCION Y DESCARGA",3.7037037037037033,"5CMI355A1775BD","EXT.CMI-355 3/4T 1775RPM BDAS."]
[165,"2021-03-19T18:09:00","LETICIA VIDAL",233902,1,"PORTAFILTRO APF 2000-2\"","-","-","-","-","-",null,null,"FILTROS METALICOS Y PLISADO MERV-7  (SUCCIÓN)",3.7037037037037033,"5APF-20005FI","BANCO P.FILTRO 24\"x24\" FILT.ME"]
[166,"2021-03-19T18:09:00","LETICIA VIDAL",233902,1,"CMI-450","230/3","-","1800 CFM",1875,3,null,null,"BRIDAS EN SUCCION Y DESCARGA",3.7037037037037033,"5CMI450E1875BD","EXT.CMI-450 3T 1875RPM BDAS."]
[167,"2021-03-19T18:09:00","LETICIA VIDAL",233902,1,"CMI-450","230/3","-","1800 CFM",1825,2,null,null,"BRIDAS EN SUCCION Y DESCARGA",3.7037037037037033,"5CMI450D1825BD","EXT.CMI-450 2T 1825RPM BDAS."]
[168,"2021-03-19T18:09:00","LETICIA VIDAL",233902,1,"CMI-250","230/3","-","250 CFM",2325,"1/4",null,null,"BRIDAS EN SUCCION Y DESCARGA",3.7037037037037033,"5CMI25082325BD","EXT.CMI-250 1/4T 2325RPM BDAS."]
[169,"2021-03-19T18:09:00","LETICIA VIDAL",233902,1,"PORTAFILTRO APF 2000-2\"","-","-","-","-","-",null,null,"FILTROS METÁLICOS Y MERV-8 (SUCCIÓN)",3.7037037037037033,"5APF20003FI","REPETIDO"]
[170,"2021-03-19T18:09:00","LETICIA VIDAL",233902,1,"CMI-400","230/3","-","1600 CFM",1850,"1 1/2",null,null,"BRIDAS EN SUCCION Y DESCARGA",3.7037037037037033,"5CMI400C1850BD","EXT.CMI-400 1.5T 1850RPM BDAS."]
[171,"2021-03-19T18:09:00","LETICIA VIDAL",233902,1,"PORTAFILTRO APF 2000-2\"","-","-","-","-","-",null,null,"FILTROS METALICOS Y PLISADO MERV-7  (SUCCIÓN)",3.7037037037037033,"5APF-20005FI","BANCO P.FILTRO 24\"x24\" FILT.ME"]
[172,"2021-03-19T18:09:00","LETICIA VIDAL",233902,1,"CMI-400","230/3","-","1600 CFM",1775,"1 1/2",null,null,"BRIDAS EN SUCCION Y DESCARGA",3.7037037037037033,"5CMI400C1775BD","EXT.CMI-400 1.5T 1775RPM BDAS."]
[173,"2021-03-19T18:09:00","LETICIA VIDAL",233902,1,"PORTAFILTRO APF 2000-2\"","-","-","-","-","-",null,null,"FILTROS METALICOS Y PLISADO MERV-7  (SUCCIÓN)",3.7037037037037033,"5APF-20005FI","BANCO P.FILTRO 24\"x24\" FILT.ME"]
[174,"2021-03-19T18:09:00","LETICIA VIDAL",233902,2,"CMI-355","230/3","-","1440 CFM",2000,1,null,null,"BRIDAS EN SUCCION Y DESCARGA",3.7037037037037033,"5CMI355B2000BD","EXT.CMI-355 1T 2000RPM BDAS."]
[175,"2021-03-19T18:09:00","LETICIA VIDAL",233902,2,"PORTAFILTRO APF 2000-2\"","-","-","-","-","-",null,null,"FILTROS METALICOS Y PLISADO MERV-7  (SUCCIÓN)",3.7037037037037033,"5APF-20005FI","BANCO P.FILTRO 24\"x24\" FILT.ME"]
[176,"2021-03-19T18:09:00","LETICIA VIDAL",233902,1,"CMI-355","230/3","-","1350 CFM",1850,1,null,null,"BRIDAS EN SUCCION Y DESCARGA",3.7037037037037033,"5CMI355B1850BD","EXT.CMI-355 1T 1850RPM BDAS."]
[177,"2021-03-19T18:09:00","LETICIA VIDAL",233902,1,"PORTAFILTRO APF 2000-2\"","-","-","-","-","-",null,null,"FILTROS METALICOS Y PLISADO MERV-7  (SUCCIÓN)",3.7037037037037033,"REPETIDO","REPETIDO"]
[178,"2021-03-19T18:09:00","LETICIA VIDAL",233902,1,"CMI-400","230/3","-","1300 CFM",1825,1,null,null,"BRIDAS EN SUCCION Y DESCARGA",3.7037037037037033,"5CMI400B1825BD","EXT.CMI-400 1T 1825RPM BDAS."]
[179,"2021-03-19T18:09:00","LETICIA VIDAL",233902,1,"CMI-355","230/3","-","1800 CFM",2025,"1 1/2",null,null,"BRIDAS EN SUCCION Y DESCARGA",3.7037037037037033,"5CMI355C2025BD","EXT.CMI-355 1.5T 2025RPM BDAS."]
[180,"2021-03-19T18:09:00","LETICIA VIDAL",233902,1,"PORTAFILTRO APF 2000-2\"","-","-","-","-","-",null,null,"FILTROS METALICOS Y PLISADO MERV-7  (SUCCIÓN)",3.7037037037037033,"5APF-20005FI","BANCO P.FILTRO 24\"x24\" FILT.ME"]
[181,"2021-03-22T10:25:00","CLIO CLIMATIZACION",234010,1,"CLT-12","127/1","VI-06","-","1400","1/3",null,null,null,3.7037037037037033,"5CLTG123014000","EXT.CLTG-12 1/3M 1400RPM"]
[182,"2021-03-22T10:25:00","CLIO CLIMATIZACION",234010,1,"CLT-12","127/1","VI-08","-","1400","1/3",null,null,null,3.7037037037037033,"5CLTG123014000","EXT.CLTG-12 1/3M 1400RPM"]
[183,"2021-03-22T10:25:00","CLIO CLIMATIZACION",234010,1,"CLT-12","127/1","VI-09","-","1200","1/4",null,null,null,3.7037037037037033,"5CLTG122012000","EXT.CLTG-12 1/4M 1200RPM"]
[184,"2021-03-22T10:25:00","CLIO CLIMATIZACION",234010,1,"CLT-12","127/1","VI-10","-","1200","1/4",null,null,null,3.7037037037037033,"5CLTG122012000","EXT.CLTG-12 1/4M 1200RPM"]
[185,"2021-03-22T10:25:00","CLIO CLIMATIZACION",234010,1,"CLT-16","460/3","VE-14","-","1375","1",null,null,null,3.7037037037037033,"5CLTG16B013750","EXT.CLTG-16 1T 1375RPM"]
[186,"2021-03-22T10:25:00","CLIO CLIMATIZACION",234010,1,"CLT-16","460/3","VE-17","-","1300","1",null,null,null,3.7037037037037033,"5CLTG16B013000","EXT.CLTG-16 1T 1300RPM"]
[187,"2021-03-22T10:25:00","CLIO CLIMATIZACION",234010,1,"CLT-14","460/3","VE-18","-","1750","3/4",null,null,null,3.7037037037037033,"5CLTG14A017500","EXT.CLTG-14 3/4T 1750RPM"]
[188,"2021-03-22T10:55:00","EDISON MAQUINARIA",234013,14,"HAIT-3-1250","230/3","-","-","700","3",null,null,"MALLA PROTECCION EN DESCARGA, SWITH IP 65",3.7037037037037033,"5HAIT1250263MA","Existe"]
[189,"2021-03-22T11:20:00","SIERRA MADRE",234014,1,"CMI-630","230/3","EX-01","6500 CFM","1250","5",null,null,null,3.7037037037037033,"5CMI630F125000","Existe"]
[190,"2021-03-22T11:20:00","SIERRA MADRE",234014,1,"CMI-560","230/3","IN-01","5200 CFM","1275","5",null,null,"MALLA PROTECCION EN SUCCION",3.7037037037037033,"5CMI560F1275MA","EXT.CMI-560 5T 1275RPM MALLA"]
[191,"2021-03-22T11:41:00","REFRIMART",234016,1,"CLT-10","127/1","-","-","2050","1/2",null,null,"PORTAFILTRO: 2-FI-008 FILTRO",3.7037037037037033,"5CLTG1042050FI","EXT.CLTG-10 1/2M 2050RPM PTA."]
[192,"2021-03-22T12:37:00","EXPERTOS EN VENTILACION",234018,2,"CMI-900","230/3","-","-","500","2","CW","UB","DESCARGA UB 0°",3.7037037037037033,"5CMI900D0525UB","Existe"]
[193,"2021-03-23T10:23:00","CLIMA IDEAL DE MORELOS",234052,1,"CRVLT-12","230/3","-","-","1725","1/2",null,null,null,3.7037037037037033,"5CRVLT12901725","EXT.CRVLT-12 1/2T 1725RPM"]
[194,"2021-03-23T10:39:00","LETICIA VIDAL",234053,1,"CMI-355","230/3","-","750 CFM","1875","2",null,null,"BRIDAS EN SUCCION Y DESCARGA",{"$f":"2/0.54","v":3.7037037037037033},"5CMI355D1875BD","EXT.CMI-355 2T 1875RPM BDAS."]
[195,"2021-03-23T10:39:00","LETICIA VIDAL",234053,1,"PORTAFILTRO APF 2000-2\"","-","-","-","-","-",null,null,"PORTAFILTRO FILTROS METÁLICOS, MERV-14 (SUCCIÓN)",3.7037037037037033,"5APF-20004FI","REPETIDO"]
[196,"2021-03-23T10:39:00","LETICIA VIDAL",234053,1,"CMI-250","230/3","-","280 CFM","2550","1/4",null,null,"BRIDAS EN SUCCION Y DESCARGA",3.7037037037037033,"5CMI25082550BD","EXT.CMI-250 1/4T 2550RPM BDAS."]
[197,"2021-03-23T10:39:00","LETICIA VIDAL",234053,1,"PORTAFILTRO APF 2000-2\"","-","-","-","-","-",null,null,"FILTROS METALICOS Y PLISADO MERV-7  (SUCCIÓN)",3.7037037037037033,"5APF-20005FI","BANCO P.FILTRO 24\"x24\" FILT.ME"]
[198,"2021-03-23T12:37:00","GRUPO OREA",234063,1,"CDAHF2-30/28","230/3","-","-","525","15",null,null,null,3.7037037037037033,"5CDAHF2328M525","EXT.CDAHF2-30/28 15T 525RPM"]
[199,"2021-03-23T16:36:00","CYVSA",234077,1,"CLTH-10","230/3","VE-04","1323 CFM","2325","3/4",null,null,"CUBIERTA MOTOR",3.7037037037037033,"5CLTG10A2326CM","Existe"]
[200,"2021-03-23T16:36:00","CYVSA",234077,1,"CLT-10","230/3","VE-05","1132 CFM","2225","3/4",null,null,"CUBIERTA MOTOR",3.7037037037037033,"5CLTG10A2250CM","Existe"]
[201,"2021-03-24T08:27:00","DICSA",234032,2,"I-HGT-1000-1 1/2","230/3","VE-01","18625 CFM","700","1 1/2",null,null,"INYECTOR",3.7037037037037033,"FORMATO","FORMATO"]
[202,"2021-03-24T10:41:00","EDISON MAQUINARIA",234098,1,"CDAVF2-22/22","460/3","-","28800 M3/HR","805","15",null,null,null,3.7037037037037033,"5CDAVF222M0805","EXT.CDAVF2-22/22 15T 805RPM"]
[203,"2021-03-24T11:24:00","UNELSA",234101,3,"CMI-800","460/3","-","-","1150","15",null,null,null,3.7037037037037033,"5CMI800M11500","Existe"]
[204,"2021-03-24T12:39:00","EQUIPOS Y MAQUINARIA CENTRO",234110,1,"CMI-900","-","-","-","-","-",null,null,"DESCARGA UB 0°",3.7037037037037033,"5CMI90000000UB","EXT.CMI-900 S/M CLASE I DESC.0"]
[205,"2021-03-24T13:12:00","REFACCIONES Y SERVICIOS PARA CLIMA ",234111,1,"CMI-560","230/3","-","-","1425","5",null,null,null,3.7037037037037033,"5CMI560F014130","Existe"]
[206,"2021-03-24T13:12:00","REFACCIONES Y SERVICIOS PARA CLIMA ",234111,6,"CRVHT-18","127/1","-","-","1600","2",null,null,null,3.7037037037037033,"5CRVHT18101600","Existe"]
[207,"2021-03-24T13:12:00","REFACCIONES Y SERVICIOS PARA CLIMA ",234111,2,"CRVHT-18","127/1","-","-","1510","1 1/2",null,null,null,3.7037037037037033,"5CRVHT18701510","Existe"]
[208,"2021-03-24T13:12:00","REFACCIONES Y SERVICIOS PARA CLIMA ",234111,10,"CRVLT-16","127/1","-","-","1200","3/4",null,null,null,3.7037037037037033,"5CRVLT16512000","Existe"]
[209,"2021-03-24T13:55:00","PARRA CONFORT",234112,1,"CRWLT-14","220/1","-","829 CFM","1150","1/4",null,null,null,3.7037037037037033,"5CRWLT14201175","Existe"]
[210,"2021-03-25T10:16:00","SENSA CLIMATIZACION",234140,1,"CLT-12","220/1","V-01","1348 CFM","1525","3/4",null,null,null,3.7037037037037033,"5CLTG12501530","Existe"]
[211,"2021-03-25T10:43:00","T Y P","|",2,"CRVHT-24","230/3","-","-","1075","3",null,null,null,3.7037037037037033,"5CRVHT24E01075","EXT.CRVHT-24 3T 1075RPM"]
[212,"2021-03-25T13:12:00","HIGH TECH SERVICES",234152,1,"CLT-12","230/3","-","1040 CFM","1500","1/2",null,null,"CUBRE MOTOR",3.7037037037037033,"5CLTG1291500CM","EXT.CLTG-12 1/2T 1500RPM CUBRE"]
[213,"2021-03-26T12:00:00","EXCELENCIA EN AIRE ACONDICIONADO",234180,2,"CDAVF1-30/28","230/3","-","18794 CFM","500","7 1/2",null,null,null,3.7037037037037033,"5CDAVF1328G500","EXT.CDAVF1-30/28 7.5T 500RPM"]
[214,"2021-03-26T12:00:00","EXCELENCIA EN AIRE ACONDICIONADO",234180,1,"DXT-1250/H 3-S","230/3","-","22809 CFM","610","3",null,null,null,3.7037037037037033,"5DXT1250E0610","EXT.DXT-1250/H 3T 610RPM"]
[215,"2021-03-26T15:41:00","REACSA",234172,1,"TGT/6-1250-6/10","230/3","-","-",1150,10,null,null,"ANGULO I  (20°)",3.7037037037037033,"5TGT61250610I","Existe"]
[216,"2021-03-26T17:38:00","MARCCSA",234196,1,"CDAHF2-30/28","460/3","INY-01","-","550","10",null,null,null,3.7037037037037033,"5CDAHF2328H550","Existe"]
[217,"2021-03-26T17:38:00","MARCCSA",234196,1,"CME-400","230/3","EXT-01","-","1425","3/4",null,null,"ARREGLO ANTICHISPA AMCA \"C\"",3.7037037037037033,"5CME400A014250","EXT.CME-400 3/4T 1425RPM AMCA"]
[218,"2021-03-26T17:38:00","MARCCSA",234196,1,"CME-500","460/3","EXT-02","-","1800","5",null,null,"ARREGLO ANTICHISPA AMCA \"C\"",3.7037037037037033,"5CME500F018000","EXT.CME-500 5T 1800RPM AMCA C"]
[219,"2021-03-26T17:38:00","MARCCSA",234196,1,"CMI-710","460/3","EXT-03","-","1325","10",null,null,null,3.7037037037037033,"5CMI710H013350","Existe"]
[220,"2021-03-29T10:47:00","PERSSA",233974,1,"CMI-560","220/1","-","5387 CFM",1025,2,null,null,null,3.7037037037037033,"5CMI5601010250","Existe"]
[221,"2021-03-29T13:38:00","AIRESISTEMAS",234221,11,"DX-1250/L1 2T","230/3","-","-","540","2",null,null,null,3.7037037037037033,"5DX12502S","Existe"]
[222,"2021-03-30T09:57:00","ARTICO AIRE ACONDICIONADO",234248,1,"CRVLT-14","127/1","-","1600 M3/HR","1750","1/2",null,null,"SWITCH IP65, TRAMPA GRASERA",3.7037037037037033,"5CRVLT1441750TG","EXT.CRVLT-14 1/2M 1750RPM SW"]
[223,"2021-03-30T12:34:00","PROYECTOS ROGO DEL NORTE",234256,1,"CMI-500","220/1","-","4000 CFM","1350","2",null,null,null,3.7037037037037033,"5CMI50013500","Existe"]
[224,"2021-03-30T12:34:00","PROYECTOS ROGO DEL NORTE",234256,1,"CMI-630","230/3","-","6000 CFM","1050","3",null,null,null,3.7037037037037033,"5CMI630E105200","Existe"]
[225,"2021-03-30T12:34:00","PROYECTOS ROGO DEL NORTE",234256,1,"CMI-630","230/3","-","8000 CFM","1200","5",null,null,null,3.7037037037037033,"5CMI630F120000","Existe"]
[226,"2021-03-30T13:00:00","RESURTIDORA DE AIRE Y CALEFACCION",234258,2,"CLT-10","230/3","-","881CFM","1425","1/3",null,null,"SIN CUBRE MOTOR",3.7037037037037033,"5CLTG10T014250","EXT.CLTG-10 1/3T 1425RPM"]
[227,"2021-03-30T13:00:00","RESURTIDORA DE AIRE Y CALEFACCION",234258,2,"CLT-10","230/3","-","530 CFM","1200","1/3",null,null,"SIN CUBRE MOTOR",3.7037037037037033,"5CLTG10T012000","EXT.CLTG-10 1/3T 1200RPM"]
[228,"2021-03-31T08:51:00","AL MOTOR",234296,1,"CMX-400","230/3","-","-","1750","1 1/2",null,null,null,3.7037037037037033,"FORMATO","FORMATO"]
[229,"2021-03-31T13:35:00","AL MOTOR",234311,1,"CMI-800","460/3","-","-","800","5","CCW","UB","CCW, UB 0°",3.7037037037037033,"5CMI800F800IUB","EXT.CMI-800 5T 800RPM GI 0°"]
[230,"2021-03-31T19:57:00","JULIO CESAR GARCIA",234345,4,"AGE-T 1250/1 1/2","230/3","-","18529 CFM","500","1 1/2",null,null,"SWITCH IP 65",3.7037037037037033,"5AGET1250HS","Existe"]
[231,"2021-03-31T20:41:00","AL MOTOR",234356,1,"CDAV-15/15","460/3","-","-",750,"3",null,null,null,3.7037037037037033,"5CDAV1515E0750","EXT.CDAV-15/15 3T 750RPM"]
[232,"2021-03-31T20:42:00","AIRE PROYECTOS",234357,1,"CMI-315","220/1","-","730 CFM","1525","1/3",null,null,null,3.7037037037037033,"5CMI3153153900","Existe"]
[233,"2021-03-31T20:42:00","AIRE PROYECTOS",234357,1,"CMI-280","220/1","-","450 CFM","1600","1/4",null,null,null,3.7037037037037033,"5CMI2802160000","Existe"]

{"sheet":"ABRIL 2021","index":3,"n_rows":190,"n_cols":20,"rows_kept":190,"cut":false,"hidden":false,"merged":[[0,0,0,13],[0,15,0,18],[1,5,1,13]]}
["SIAC",{"$nulls":14},"ING. INDUSTRIAL"]
[{"$nulls":5},"CARACTERISTICAS DEL EQUIPO"]
["ITEM","FECHA SOLICITADA","Nombre Cliente ","PEDIDO","CANTIDAD","EQUIPO","Conexión","TAG","Caudal","R.P.M","MOTOR","GIRO","DESCARGA","OBSERVACIONES","FACTOR VENTA","Codigo","Descripción ","COSTO","PRECIO LISTA","FECHA ENTREGA"]
[1,"2021-04-05T11:00:00","AIRE PROYECTOS DEL GOLFO",234374,1,"CMI-250","220/1","-","400 CFM","1800","1/4",null,null,null,{"$f":"2/0.54","v":3.7037037037037033},"5CMI2502018000","Existe",null,{"$f":"R4*O4","v":0}]
[2,"2021-04-05T11:00:00","AIRE PROYECTOS DEL GOLFO",234374,1,"CMI-315","220/1","-","720 CFM","1550","1/3",null,null,null,{"$f":"2/0.54","v":3.7037037037037033},"5CMI3153015750","Existe",null,0]
[3,"2021-04-05T11:21:00","SOLUCIONES Y SERVICIOS EN AIRE",234380,2,"CDAH-30/28","460/3","-","-","525","20",null,null,null,3.7037037037037033,"5CDAH328N05250","EXT.CDAH-30/28 20T 525RPM",null,0]
[4,"2021-04-05T11:21:00","SOLUCIONES Y SERVICIOS EN AIRE",234380,1,"CDAH-30/28","460/3","-","-","450","10",null,null,null,3.7037037037037033,"5CDAH3028H450","Existe",null,0]
[5,"2021-04-05T11:29:00","EXPERTOS EN VENTILACION",234383,1,"CMI-315","127/1","-","-","2575","2",null,null,null,3.7037037037037033,"5CMI3151025750","EXT.CMI-315 2M 2575RPM",null,0]
[6,"2021-04-05T14:14:00","CONSTRUKTO",234402,1,"CCK-18/18","230/3","VI-05","4273 CFM",650,"2",null,null,"SWITCH IP 65",3.7037037037037033,"5CCK1818D0650S","EXT.CCK-18/18 2T 650RPM SW",null,0]
[7,"2021-04-05T14:14:00","CONSTRUKTO",234402,1,"CDAHF1-12/12","230/3","VI-06","2018 CFM",1200,"1",null,null,"SWITCH IP 65",3.7037037037037033,"5CDAHF112B120S","EXT.CDAHF1-12/12 1T 1200RPM SW",null,0]
[8,"2021-04-05T14:14:00","CONSTRUKTO",234402,1,"CDAHF1-9/9","230/3","VI-07","1169 CFM",1375,"3/4",null,null,"SWITCH IP 65",3.7037037037037033,"5CDAHF199A137S","EXT.CDAHF1-9/9 3/4T 1375RPM SW",null,0]
[9,"2021-04-05T14:14:00","CONSTRUKTO",234402,1,"CCK-10/10","230/3","VI-08","1328 CFM",900,"3/4",null,null,"SWITCH IP 65",3.7037037037037033,"5CCK1010A0900S","EXT.CCK-10/10 3/4T 900RPM SW",null,0]
[10,"2021-04-05T14:14:00","CONSTRUKTO",234402,1,"CCR-12/12","230/3","VI-09","479 CFM",900,"1/3",null,null,"SWITCH IP 65",3.7037037037037033,"5CCR1212T0900S","EXT.CCR-12/12 1/3T 900RPM SW",null,0]
[11,"2021-04-05T14:14:00","CONSTRUKTO",234402,1,"CCR-12/12","230/3","VI-10","572 CFM",850,"1/3",null,null,"SWITCH IP 65",3.7037037037037033,"5CCR1212T0850S","EXT.CCR-12/12 1/3T 850RPM SW",null,0]
[12,"2021-04-05T14:14:00","CONSTRUKTO",234402,1,"CDAHF1-18/18","230/3","VI-11","4418 CFM",625,"1 1/2",null,null,"SWITCH IP 65",3.7037037037037033,"5CDAHF118C625S","Existe",null,0]
[13,"2021-04-05T14:14:00","CONSTRUKTO",234402,1,"CLT-16","230/3","VE-01","1830 CFM",1025,"1/2",null,null,"SWITCH IP 65",3.7037037037037033,"5CLTG16901025S","EXT.CLTG-16 1/2T 1025RPM SW",null,0]
[14,"2021-04-05T14:14:00","CONSTRUKTO",234402,1,"CLT-10","230/3","VE-02","521 CFM",1475,"1/4",null,null,"SWITCH IP 65",3.7037037037037033,"5CLTG10801475S","EXT.CLTG-10 1/4T 1475RPM SW",null,0]
[15,"2021-04-05T14:14:00","CONSTRUKTO",234402,1,"CLT-12","230/3","VE-03","985 CFM",1325,"1/3",null,null,"SWITCH IP 65",3.7037037037037033,"5CLTG12T01325S","EXT.CLTG-12 1/3T 1325RPM SW",null,0]
[16,"2021-04-05T14:14:00","CONSTRUKTO",234402,1,"CLT-10","230/3","VE-04","602 CFM",1350,"1/4",null,null,"SWITCH IP 65",3.7037037037037033,"5CLTG10801350S","EXT.CLTG-10 1/4T 1350RPM SW",null,0]
[17,"2021-04-05T14:14:00","CONSTRUKTO",234402,1,"CLT-10","230/3","VE-05","601 CFM",1200,"1/4",null,null,"SWITCH IP 65",3.7037037037037033,"5CLTG10801200S","EXT.CLTG-10 1/4T 1200RPM SW",null,0]
[18,"2021-04-05T14:14:00","CONSTRUKTO",234402,3,"WXT 800-1-S","460/3","VE-06","6083 CFM",800,"1",null,null,"MALLA PROTECCION ASPIRACION, SWITCH IP 65, PERSIANA",3.7037037037037033,"5WXT8001800PMS","EXT.WXT-800 1T 800RPM SW",null,0]
[19,"2021-04-05T14:14:00","CONSTRUKTO",234402,1,"CMI-630","230/3","VE-09","5315 CFM",925,"2",null,null,"SWITCH IP 65",3.7037037037037033,"5CMI630D09250S","EXT.CMI-630 2T 925RPM SW",null,0]
[20,"2021-04-05T14:14:00","CONSTRUKTO",234402,1,"CMI-500","230/3","VE-10","4610 CFM",1450,"3",null,null,"SWITCH IP 65",3.7037037037037033,"5CMI500E01450S","EXT.CMI-500 3T 1450RPM SW",null,0]
[21,"2021-04-05T14:14:00","CONSTRUKTO",234402,1,"CMI-355","230/3","VE-11","1226 CFM",1475,"1/2",null,null,"SWITCH IP 65",3.7037037037037033,"5CMI355901475S","EXT.CMI-355 1/2T 1475RPM SW",null,0]
[22,"2021-04-05T14:14:00","CONSTRUKTO",234402,1,"CMI-400","230/3","VE-12","1708 CFM",1400,"3/4",null,null,"SWITCH IP 65",3.7037037037037033,"5CMI400A01400S","EXT.CMI-400 3/4T 1400RPM SW",null,0]
[23,"2021-04-05T14:14:00","CONSTRUKTO",234402,1,"CMI-355","230/3","VE-13","515 CFM",1525,"1/4",null,null,"SWITCH IP 65",3.7037037037037033,"5CMI355801525S","EXT.CMI-355 1/4T1525RPM SW",null,0]
[24,"2021-04-05T14:14:00","CONSTRUKTO",234402,1,"CMI-250","230/3","VE-14","691 CFM",1950,"1/4",null,null,"SWITCH IP 65",3.7037037037037033,"5CMI250801950S","EXT.CMI-250 1/4T 1950RPM SW",null,0]
[25,"2021-04-05T14:14:00","CONSTRUKTO",234402,1,"CMI-800","230/3","VE-15","5603 CFM",575,"1 1/2",null,null,"SWITCH IP 65",3.7037037037037033,"5CMI800C05750S","EXT.CMI-800 1.5T 575RPM SW",null,0]
[26,"2021-04-06T08:42:00","PERSSA",234417,2,"CCR-12/12","220/1","VE-02","2074 CFM","800","3/4",null,null,null,3.7037037037037033,"5CCR1212508000","Existe",null,0]
[27,"2021-04-06T08:42:00","PERSSA",234417,2,"CRHLT-14","220/1","VE-01","2100 CFM","1800","3/4",null,null,null,3.7037037037037033,"5CRHLT14501800","EXT.CRHLT-14 3/4M 1800RPM",null,0]
[28,"2021-04-07T08:21:00","ABEASA",234457,1,"CMI-315","230/3","-","1482 CFM","1750","1/2",null,null,null,3.7037037037037033,"5CMI3159017750","Existe",null,0]
[29,"2021-04-07T08:35:00","T Y P",234459,2,"CDAHF2-30/28","460/3","VE-01","-","500","20",null,null,"LOUVERS DE PROTECCION EN SUCCION",3.7037037037037033,"5CDAHF2328N6LV","Existe",null,0]
[30,"2021-04-07T10:28:00","REFACCIONES Y SERVICIOS PARA CLIMA",234464,4,"CRHLT-12","127/1","-","1460 CFM","1525","1/2",null,null,null,3.7037037037037033,"5CRHLT12401525","Existe",null,0]
[31,"2021-04-07T16:18:00","T Y P",234492,3,"CRVLT-24","230/3","-","7300 CFM","850","2",null,null,null,3.7037037037037033,"5CRVLT24D08650","Existe",null,0]
[32,"2021-04-07T16:18:00","T Y P",234492,2,"CDAHF2-22/22","230/3","-","13000 CFM","625","7 1/2",null,null,null,3.7037037037037033,"5CDAHF222G0627","Existe",null,0]
[33,"2021-04-07T16:18:00","T Y P",234492,1,"TAT-630/H","460/3","-","6350 CFM","1300","2",null,null,"460 V",3.7037037037037033,"5TAT-630/H460V","Existe",null,0]
[34,"2021-04-08T10:14:00","BARCEL",234506,1,"CRVHT-33","230/3","-","-","650","5",null,null,"SWITCH IP65",3.7037037037037033,"5CRVHT33F0651S","EXT.CRVHT-33 5T 650RPM SW",null,0]
[35,"2021-04-08T15:35:00","TRANE",234524,1,"CLT-16","230/3","-","3305 CFM","1775","3",null,null,"CUBREMOTOR",3.7037037037037033,"5CLTH16E1775CM","EXT.CLTH-16 3T 1775RPM CUBRE",null,0]
[36,"2021-04-08T15:35:00","TRANE",234524,1,"CLT-16","230/3","-","3017 CFM","1875","5",null,null,"CUBREMOTOR",3.7037037037037033,"5CLTH16F1875CM","EXT.CLTH-16 5T 1875RPM CUBRE",null,0]
[37,"2021-04-08T15:35:00","TRANE",234524,3,"CLT-16","230/3","-","1200 CFM","1725","2",null,null,"CUBREMOTOR",3.7037037037037033,"5CLTH16D1725CM","EXT.CLTH-16 2T 1725RPM CUBRE",null,0]
[38,"2021-04-08T15:35:00","TRANE",234524,1,"CLT-16","230/3","-","1106 CFM","1725","2",null,null,"CUBREMOTOR",3.7037037037037033,"REPETIDO","REPETIDO",null,0]
[39,"2021-04-08T15:35:00","TRANE",234524,1,"CRHLT-12","127/1",null,"450 CFM","950","1/4",null,null,null,3.7037037037037033,"5CRHLT12209500","Existe",null,0]
[40,"2021-04-08T15:35:00","TRANE",234524,3,"CRHLT-14","127/1",null,"1080 CFM","1275","1/4",null,null,null,3.7037037037037033,"5CRHLT14201275","Existe",null,0]
[41,"2021-04-08T15:35:00","TRANE",234524,1,"CRHLT-14","127/1",null,"1000 CFM","1100","1/4",null,null,null,3.7037037037037033,"5CRHLT14201120","Existe",null,0]
[42,"2021-04-08T15:35:00","TRANE",234524,1,"CRHLT-16","127/1",null,"2244 CFM","1150","1/4",null,null,null,3.7037037037037033,"5CRHLT16201150","EXT.CRHLT-16 1/4M 1150RPM",null,0]
[43,"2021-04-08T15:35:00","TRANE",234524,1,"CRHLT-18","127/1",null,"3026 CFM","1200","3/4",null,null,null,3.7037037037037033,"5CRHLT18501200","EXT.CRHLT-18 3/4M 1200RPM",null,0]
[44,"2021-04-08T16:12:00","SOCONUSCO",234532,1,"CCK-12/12","230/3","-","1120 CFM","850","3/4",null,null,null,3.7037037037037033,"5CCK1212A08500","Existe",null,0]
[45,"2021-04-08T16:12:00","SOCONUSCO",234532,1,"CRHLT-12","230/3","-","1328 CFM","1575","1/2",null,null,null,3.7037037037037033,"5CRHLT12901575","EXT.CRHLT-12 1/2T 1575RPM",null,0]
[46,"2021-04-08T16:16:00","J & C TECHNOLOGY",232461,5,"CDAH-7/7","230/3","EXT BAÑOS HAB","1600 M3/HR","1500","1",null,null,null,3.7037037037037033,"5CDAH77B015000","EXT.CDAH-7/7 1T 1500RPM",null,0]
[47,"2021-04-08T17:16:00","IDSAA",234536,1,"CDAHF1-12/12","230/3","-","1800 CFM","700","1/3",null,null,null,3.7037037037037033,"5CDAHF112T0700","EXT.CDAHF1-12/12 1/3T 700RPM",null,0]
[48,"2021-04-08T17:16:00","IDSAA",234536,1,"CRVLT-16","230/3","-","2345 CFM","1400","1 1/2",null,null,null,3.7037037037037033,"5CRVLT16C01400","EXT.CRVLT-16 1.5T 1400RPM",null,0]
[49,"2021-04-08T17:32:00","REACSA",234537,1,"CRVHT-18","230/3","-","-","1600","2",null,null,null,3.7037037037037033,"5CRVHT18D01600","Existe",null,0]
[50,"2021-04-09T17:53:00","T Y P",234585,4,"CDAVF2-30/28","460/3","-","-","500","15",null,null,null,3.7037037037037033,"5CDAVF2328M500","EXT.CDAVF2-30/28 15T 500RPM",null,0]
[51,"2021-04-09T17:53:00","T Y P",234585,4,"CMI-1000","460/3","-","-","675","10",null,null,null,3.7037037037037033,"5CMI1000H06700","Existe",null,0]
[52,"2021-04-09T17:53:00","T Y P",234585,3,"CDAVF2-25/25","460/3","-","-","600","7 1/2",null,null,null,3.7037037037037033,"5CDAVF225G0600","EXT.CDAVF2-25/25 7.5T 600RPM",null,0]
[53,"2021-04-09T17:53:00","T Y P",234585,4,"CDAVF2-25/25","460/3","-","-","625","10",null,null,null,3.7037037037037033,"5CDAVF225H0625","EXT.CDAVF2-25/25 10T 625RPM",null,0]
[54,"2021-04-09T17:53:00","T Y P",234585,4,"CMI-900","460/3","-","-","625","5",null,null,null,3.7037037037037033,"5CMI900F062500","Existe",null,0]
[55,"2021-04-09T17:53:00","T Y P",234585,1,"CDAVF2-22/22","460/3","-","-","675","5",null,null,null,3.7037037037037033,"5CDAVF222F0675","EXT.CDAVF2-22/22 5T 675RPM",null,0]
[56,"2021-04-09T17:53:00","T Y P",234585,1,"CDAVF2-25/25","460/3","-","-","575","5",null,null,null,3.7037037037037033,"5CDAVF225F0575","EXT.CDAVF2-25/25 5T 575RPM",null,0]
[57,"2021-04-12T09:09:00","ECONOAIRE",234607,1,"CRHLT-16","127/1","ER11","3496 CFM","1100","3/4",null,null,null,3.7037037037037033,"5CRHLT16501125","Existe",null,0]
[58,"2021-04-12T09:37:00","REFACCIONES Y SERVICIOS PARA CLIMA",234608,1,"CRVLT-20","230/3","-","-","1350","2",null,null,null,3.7037037037037033,"5CRVLT20D01350","Existe",null,0]
[59,"2021-04-12T11:51:00","EXPERTOS EN VENTILACION",234614,3,"RXT 1500-10T-36/S","230/3","-","-","550","10",null,null,null,3.7037037037037033,"5NRXT15001036S","Existe",null,0]
[60,"2021-04-12T11:52:00","ECOLOGIA ATMOSFERICA",234618,3,"CMI-630","230/3","-","6500 CFM","1050","3",null,null,"CCW, DESCARGA UB",3.7037037037037033,"5CMI630E105IUB","EXT.CMI-630 3T 1050RPM GI 0°",null,0]
[61,"2021-04-12T17:06:00","CLIMAS ALFA",234642,1,"CDAHF2-12/12","230/3","-","2378 CFM","975","1",null,null,"FILTRO METALICO Y FILTRO PLISADO MERV-13",3.7037037037037033,"5CDAHF212B0975","EXT.CDAHF2-12/12 1T 975RPM",null,0]
[62,"2021-04-12T17:06:00","CLIMAS ALFA",234642,1,"CDAHF2-12/12","230/3","-","4381 CFM","1200","3",null,null,"FILTRO METALICO Y FILTRO PLISADO MERV-13",3.7037037037037033,"5CDAHF212E1202","EXT.CDAHF2-12/12 3T 1200RPM",null,0]
[63,"2021-04-12T17:34:00","CLIMA REAL",234646,1,"CLTH-12","230/3","-","-","2300","1 1/2",null,null,null,3.7037037037037033,"5CLTH12C023000","EXT.CLTH-12 1.5T 2300RPM",null,0]
[64,"2021-04-12T17:34:00","CLIMA REAL",234646,1,"CLT-12","230/3","-","-","1750","3/4",null,null,null,3.7037037037037033,"5CLTG12A017510","EXT.CLTG-12 3/4T 1750RPM",null,0]
[65,"2021-04-12T17:34:00","CLIMA REAL",234646,1,"CMI-1000","230/3","-","-","575","5",null,null,null,3.7037037037037033,"5CMI1000F05760","EXT.CMI-1000 5T 575RPM",null,{"$f":"R68*O68","v":0}]
[66,"2021-04-12T17:34:00","CLIMA REAL",234646,1,"CMI-1000","230/3","-","-","750","10",null,null,null,{"$f":"2/0.54","v":3.7037037037037033},"5CMI1000H07500","EXT.CMI-1000 10T 750RPM",null,0]
[67,"2021-04-13T08:36:00","EQUIPOS Y MAQUINARIA DEL CENTRO",234657,1,"WXD 630-3/4-6P/H/S","230/3","-","-","1135","3/4",null,null,null,3.7037037037037033,"5WXD630A1135","EXT.WXD-630/H 3/4T 6P",null,0]
[68,"2021-04-13T08:48:00","TODO EN VENTILACION",234659,3,"CMI-500 INOX","230/3","-","3220 M3/H","1675","3",null,null,null,3.7037037037037033,"5CMI500E16INOX","EXT.CMI-500 3T 1675RPM INOX",null,0]
[69,"2021-04-13T09:23:00","JULIO CESAR GARCIA",234664,4,"DAL-16-V-3","230/3","-","-","496","3",null,null,"SWITCH IP 65, LOUVER EN SUCCION",3.7037037037037033,"5UDLVF16E496LV","LAV.DALV-16 3T 496RPM LV SW",null,0]
[70,"2021-04-13T09:57:00","LETICIA VIDAL",234665,1,"CMI-355","230/3","-","1215 CFM","1950","3/4",null,null,"BRIDA EN SUCCION Y DESCARGA",3.7037037037037033,"5CMI355A1950BD","EXT.CMI-355 3/4T 1950RPM BDAS.",null,0]
[71,"2021-04-13T09:57:00","LETICIA VIDAL",234665,1,"APF 2000-2\"","-","-","-","-","-",null,null,"FILTROS METALICOS, MERV-15   2-FI-2415",3.7037037037037033,"5APF-20006FI","BANCO P.FILTRO 24\"x24\" FILTROS",null,0]
[72,"2021-04-13T09:57:00","LETICIA VIDAL",234665,1,"CMI-400","230/3","-","1400 CFM","1850","1 1/2",null,null,"BRIDA EN SUCCION Y DESCARGA",3.7037037037037033,"5CMI400C1850BD","Existe",null,0]
[73,"2021-04-13T09:57:00","LETICIA VIDAL",234665,1,"APF 2000-2\"","-","-","-","-","-",null,null,"FILTROS METALICOS, MERV-15   2-FI-2415",3.7037037037037033,"5APF-20006FI","BANCO P.FILTRO 24\"x24\" FILTROS",null,0]
[74,"2021-04-13T12:34:00","LA MUÑO",234675,1,"ATFS-630","-","-","-","-","-",null,null,null,3.7037037037037033,"FORMATO","FORMATO",null,0]
[75,"2021-04-13T13:36:00","SOCONUSCO",234682,1,"CMI-250","220/1","-","-","1350","1/4",null,null,null,3.7037037037037033,"5CMI2502013500","Existe",null,0]
[76,"2021-04-14T10:36:00","VALVERDE FLORES IRMA ",234703,1,"CMI-560","230/3","-","5386 CFM","1500","5",null,null,null,3.7037037037037033,"5CMI560F014920","Existe",null,0]
[77,"2021-04-14T12:22:00","RADIO REFRIGERACION DE JUAREZ",234711,1,"CMI-400","230/3","Ext-01","1716 CFM","1750","1 1/2",null,null,"CANCELADO YA NO TRABAJAR CODIGO",3.7037037037037033,null,null,null,0]
[78,"2021-04-14T12:22:00","RADIO REFRIGERACION DE JUAREZ",234711,1,"CMI-400","230/3","Ext-02","1112 CFM","1475","3/4",null,null,"CANCELADO YA NO TRABAJAR CODIGO",3.7037037037037033,null,null,null,0]
[79,"2021-04-14T12:22:00","RADIO REFRIGERACION DE JUAREZ",234711,1,"CMI-355","230/3","Ext-03","1082 CFM","1700","3/4",null,null,null,3.7037037037037033,"5CMI355A017000","EXT.CMI-355 3/4T 1700RPM",null,0]
[80,"2021-04-14T12:22:00","RADIO REFRIGERACION DE JUAREZ",234711,1,"CMI-250","230/3","Ext-04","451 CFM","2500","1/3",null,null,"CANCELADO YA NO TRABAJAR CODIGO",3.7037037037037033,null,null,null,0]
[81,"2021-04-14T16:00:00","PROVEEDORA ELECTRICA FGA",234723,4,"CCL 18/18","460/3","-","-","750","5",null,null,"RECUBRIMIENTO EPOXICO",3.7037037037037033,"5CCL1818F75EPX","EXT.CCL-18/18 5T 750RPM EPOX.",null,0]
[82,"2021-04-14T16:00:00","PROVEEDORA ELECTRICA FGA",234723,2,"CRHHT-30","460/3","-","-","750","5",null,null,null,3.7037037037037033,"5CRHHT30F07500","EXT.CRHHT-30 5T 750RPM",null,0]
[83,"2021-04-14T16:30:00","I.MONSERRAT",234724,1,"DAL-9-H-3/4","460/3","ULA-01","-","625","3/4",null,null,null,3.7037037037037033,"5UDLHF9A062500","Existe",null,0]
[84,"2021-04-14T16:30:00","I.MONSERRAT",234724,1,"CRVLT-20","220/1","VD-01","3000 CFM","975","3/4",null,null,null,3.7037037037037033,"5CRVLT20509750","EXT.CRVLT-20 3/4M 975RPM",null,0]
[85,"2021-04-15T10:38:00","SENSA CLIMATIZACION",234746,4,"CLT-10","127/1","-","900 CFM","1575","1/3",null,null,"SIN CUBIERTA MOTOR",3.7037037037037033,"5CLTG103016000","Existe",null,0]
[86,"2021-04-15T10:38:00","SENSA CLIMATIZACION",234746,4,"CLT-7","127/1","-","300 CFM","1450","1/4",null,null,"SIN CUBIERTA MOTOR",3.7037037037037033,"5CLTG7214500","Existe",null,0]
[87,"2021-04-16T08:41:00","VERSACON ",234782,1,"CLT-16","230/3","VEX-N0-001-VEN","2073 CFM","925","1/2",null,null,"CUBIERTA MOTOR",3.7037037037037033,"5CLTG1690925CM","EXT.CLTG-16 1/2T 925RPM CUBRE",null,0]
[88,"2021-04-16T08:41:00","VERSACON ",234782,1,"CLT-16","230/3","VEX-N0-002-VEN","1742 CFM","950","1/2",null,null,"CUBIERTA MOTOR",3.7037037037037033,"5CLTG1690950CM","Existe",null,0]
[89,"2021-04-16T08:41:00","VERSACON ",234782,1,"CLT-14","230/3","VEX-N0-003-VEN","546 CFM","675","1/4",null,null,"CUBIERTA MOTOR",3.7037037037037033,"5CLTG14A0675CM","EXT.CLTG-14 1/4T 675RPM CUBRE",null,0]
[90,"2021-04-16T08:41:00","VERSACON ",234782,1,"CLT-14","230/3","VEX-N0-004-VEN","1848 CFM","1525","3/4",null,null,"CUBIERTA MOTOR",3.7037037037037033,"5CLTG14A1525CM","EXT.CLTG-14 3/4T 1525RPM CUBRE",null,0]
[91,"2021-04-16T08:41:00","VERSACON ",234782,1,"CLT-22","230/3","VEX-N0-005-VEN","4015 CFM","775","1",null,null,"CUBIERTA MOTOR",3.7037037037037033,"5CLTG22B0775CM","EXT.CLTG-22 1T  775RPM CUBRE",null,0]
[92,"2021-04-16T08:41:00","VERSACON ",234782,1,"CLT-16","230/3","VEX-N0-006-VEN","1787 CFM","975","3/4",null,null,"CUBIERTA MOTOR",3.7037037037037033,"5CLTG16A0975CM","EXT.CLTG-16 3/4T 975RPM CUBRE",null,0]
[93,"2021-04-16T08:41:00","VERSACON ",234782,1,"CLT-7","127/1","VEX-N0-012-VEN","325 CFM","1425","1/4",null,null,"CUBIERTA MOTOR",3.7037037037037033,"5CLTG7214500","Existe",null,0]
[94,"2021-04-16T08:41:00","VERSACON ",234782,1,"CLT-16","230/3","VI-N0-001-VEN","3606 CFM","1475","2",null,null,"CUBIERTA MOTOR",3.7037037037037033,"5CLTG16D1475CM","Existe",null,0]
[95,"2021-04-16T08:41:00","VERSACON ",234782,1,"CLT-7","127/1","VEX-N1-001-VEN","484 CFM","1850","1/4",null,null,"CUBIERTA MOTOR",3.7037037037037033,"5CLTG7201875CM","Existe",null,0]
[96,"2021-04-16T08:41:00","VERSACON ",234782,1,"CLT-7","127/1","VEX-N1-002-VEN","202 CFM","1200","1/4",null,null,"CUBIERTA MOTOR",3.7037037037037033,"5CLTG7201200CM","EXT.CLTG-7 1/4M 1200RPM CUBRE",null,0]
[97,"2021-04-16T08:41:00","VERSACON ",234782,1,"CLT-14","230/3","VEX-N1-003-VEN","1437 CFM","1250","1/3",null,null,"CUBIERTA MOTOR",3.7037037037037033,"5CLTG14T1250CM","EXT.CLTG-14 1/3T 1250RPM CUBRE",null,0]
[98,"2021-04-16T08:41:00","VERSACON ",234782,1,"CLT-14","230/3","VEX-N1-004-VEN","1626 CFM","1375","1/2",null,null,"CUBIERTA MOTOR",3.7037037037037033,"5CLTG1491375CM","EXT.CLTG-14 1/2T 1375RPM CUBRE",null,0]
[99,"2021-04-16T08:41:00","VERSACON ",234782,1,"CLT-14","230/3","VEX-N1-005-VEN","992 CFM","1325","1/2",null,null,"CUBIERTA MOTOR",3.7037037037037033,"5CLTG1491325CM","EXT.CLTG-14 1/2T 1325RPM CUBRE",null,0]
[100,"2021-04-16T08:41:00","VERSACON ",234782,1,"CMI-250","127/1","VEX-N1-006-VEN","787 CFM","1900","1/4",null,null,null,3.7037037037037033,"5CMI2502019000","Existe",null,0]
[101,"2021-04-16T08:41:00","VERSACON ",234782,1,"CMI-250","127/1","VEX-N1-007-VEN","771 CFM","1900","1/4",null,null,null,3.7037037037037033,"5CMI2502019000","REPETIDO",null,0]
[102,"2021-04-16T08:41:00","VERSACON ",234782,1,"CLT-12","127/1","VEX-N2-001-VEN","969 CFM","1075","1/4",null,null,"CUBIERTA MOTOR",3.7037037037037033,"5CLTG1221076CM","Existe",null,0]
[103,"2021-04-16T08:41:00","VERSACON ",234782,1,"CLT-12","127/1","VEX-N2-002-VEN","1010 CFM","1175","1/4",null,null,"CUBIERTA MOTOR",3.7037037037037033,"5CLTG1221175CM","Existe",null,0]
[104,"2021-04-16T08:41:00","VERSACON ",234782,1,"CLT-10","127/1","VEX-N2-003-VEN","967 CFM","1625","1/3",null,null,"CUBIERTA MOTOR",3.7037037037037033,"5CLTG1031650CM","Existe",null,0]
[105,"2021-04-16T08:41:00","VERSACON ",234782,1,"CLT-7","127/1","VEX-N2-004-VEN","325 CFM","1450","1/4",null,null,"CUBIERTA MOTOR",3.7037037037037033,"5CLTG7201450CM","EXT.CLTG-7 1/4M 1450RPM CUBRE",null,0]
[106,"2021-04-16T08:41:00","VERSACON ",234782,1,"CLT-10","127/1","VEX-N2-005-VEN","712 CFM","1275","1/4",null,null,"CUBIERTA MOTOR",3.7037037037037033,"5CLTG102130CM","Existe",null,0]
[107,"2021-04-16T10:21:00","AIRE PROYECTOS DEL GOLFO",234785,1,"CMI-315","220/1","-","730 CFM","1525","1/3",null,null,null,3.7037037037037033,"5CMI3153153900","Existe",null,0]
[108,"2021-04-16T11:39:00","EXPERTOS EN VENTILACION",234792,2,"CRVHT-10","230/3","-","-","2050","1/2",null,null,null,3.7037037037037033,"5CRVHT10902050","Existe",null,0]
[109,"2021-04-16T12:58:00","TRANE",234794,1,"CMI-400","230/3","-","2900 CFM","1350","3/4",null,null,null,3.7037037037037033,"5CMI400A013500","Existe",null,0]
[110,"2021-04-16T16:29:00","ABEASA",234809,1,"CDAHF1-12/12","230/3","-","-","1000","1 1/2",null,null,null,3.7037037037037033,"5CDAHF112C1020","Existe",null,0]
[111,"2021-04-16T16:43:00","MYCAIR",234810,1,"CMI-315","-","-","-","2225","-",null,null,"CCW, CONSIDERAR EQUIPO + TRANMSION, EL MOTOR LO PROPOCIONA CLIENTE:                                          1 HP 4P 230V-3F-60 HZ ARM 56",3.7037037037037033,"5CMI315B222CLI","EXT.CMI-315(1T-CLI)2225RPM GI",null,0]
[112,"2021-04-19T08:19:00","T Y P",234823,1,"CRHLT-16","220/1","-","-","1175","3/4",null,null,null,3.7037037037037033,"5CRHLT16501175","Existe",null,0]
[113,"2021-04-19T08:30:00","EXPERTOS EN VENTILACION",234824,1,"CMI-630","230/3","-","-","1000","3",null,null,null,3.7037037037037033,"5CMI630E010000","Existe",null,0]
[114,"2021-04-19T08:30:00","EXPERTOS EN VENTILACION",234824,1,"CDAHF1-18/18","230/3","-","-","700","3",null,null,null,3.7037037037037033,"5CDAHF118E700","Existe",null,0]
[115,"2021-04-19T08:51:00","EQUIPOS Y MATERIALES CLEM",234826,1,"CMI-630","230/3","VE-01","-","1320","7 1/2",null,null,null,3.7037037037037033,"5CMI630G013250","EXT.CMI-630 7.5T 1325RPM",null,0]
[116,"2021-04-19T08:59:00","TRANE",234827,1,"CDAH-7/7","127/1","-","790 CFM","950","1/4",null,null,null,3.7037037037037033,"5CDAH772095000","EXT.CDAH-7/7 1/4M 950RPM",null,0]
[117,"2021-04-19T12:17:00","GRUPO OREA",234835,2,"CDAHF2-22/22","230/3","-","-","675","5",null,null,"FILTROS METALICOS LAVABLE Y FILTROS PANEL PLISADO MERV 13 ",3.7037037037037033,"5CDAHF222F0675","EXT.CDAHF2-22/22 5T 675RPM",null,0]
[118,"2021-04-19T12:17:00","GRUPO OREA",234835,3,"CDAHF2-22/22","230/3","-","-","750","10",null,null,"FILTROS METALICOS LAVABLE Y FILTROS PANEL PLISADO MERV 13 ",3.7037037037037033,"5CDAHF222H0751","EXT.CDAHF2-22/22 10T 750RPM",null,0]
[119,"2021-04-19T12:17:00","GRUPO OREA",234835,3,"CRHLT-20","230/3","-","-","650","1/4",null,null,null,3.7037037037037033,"5CRHLT20806500","EXT.CRHLT-20 1/4T 650RPM",null,0]
[120,"2021-04-19T12:17:00","GRUPO OREA",234835,2,"CRHLT-24","230/3","-","-","775","1 1/2",null,null,null,3.7037037037037033,"5CRHLT24C07750","Existe",null,0]
[121,"2021-04-19T12:17:00","GRUPO OREA",234835,1,"CRHLT-24","230/3","-","-","800","1 1/2",null,null,null,3.7037037037037033,"5CRHLT24C08000","Existe",null,0]
[122,"2021-04-19T12:17:00","GRUPO OREA",234835,2,"CRHLT-30","230/3","-","-","475","2",null,null,null,3.7037037037037033,"5CRHLT30D04750","EXT.CRHLT-30 2T 475RPM",null,0]
[123,"2021-04-19T12:17:00","GRUPO OREA",234835,2,"CRHLT-33","230/3","-","-","525","3",null,null,null,3.7037037037037033,"5CRHLT33E05250","EXT.CRHT-33 3T 525RPM",null,0]
[124,"2021-04-19T15:51:00","PARRA CONFORT INGENIERIA",234855,1,"BDB-500","230/3","-","8000","1875","10",null,null,null,3.7037037037037033,"5BDBI500H01875","Existe",null,0]
[125,"2021-04-20T13:00:00","EDISON MAQUINARIA",234892,2,"CRHLT-10","127/1","-","-","1550","1/4",null,null,null,3.7037037037037033,"5CRHLT10215550","Existe",null,0]
[126,"2021-04-20T13:00:00","EDISON MAQUINARIA",234892,2,"CRHLT-18","460/3","-","-","975","1/3",null,null,null,3.7037037037037033,"5CRHLT18T09750","EXT.CRHLT-18 1/3T 975RPM",null,0]
[127,"2021-04-21T17:48:00","FRIOECSA",234959,1,"CRVLT-20","230/3","-","-","1325","2",null,null,null,3.7037037037037033,"5CRVLT20D01325","Existe",null,0]
[128,"2021-04-21T17:48:00","FRIOECSA",234959,1,"CRVLT-18","230/3","-","-","1450","1 1/2",null,null,null,3.7037037037037033,"5CRVLT18C01451","EXT.CRVLT-18 1.5T 1450RPM",null,0]
[129,"2021-04-21T17:57:00","PROENSA",234957,4,"DAL-16-V-3","460/3","-","-","548","3",null,null,"LOUVER EN SUCCION / BOMBA MONOFASICA 2-BO-104M, CUELLO DE LONA EN DESCARGA (NO SE ENSAMBLA IRA POR SEPARADO)",3.7037037037037033,"5UDLVF16E550LV","LAV.DALV-16 3T 550RPM LV BOMBA",null,{"$f":"R132*O132","v":0}]
[130,"2021-04-21T17:57:00","PROENSA",234957,3,"DAL-9-H-1 1/2","460/3","-","-","680","1 1/2",null,null,"BOMBA MONOFASICA 2-BO-104M, CUELLO DE LONA EN DESCARGA (NO SE ENSAMBLA IRA POR SEPARADO)",{"$f":"2/0.54","v":3.7037037037037033},"5UDLHF9C06800","Existe",null,0]
[131,"2021-04-22T09:19:00","LA MUÑO",234964,1,"CCK-15/15","127/1","-","-","670","1 1/2",null,null,null,3.7037037037037033,"5CCK1515706700","Existe",null,0]
[132,"2021-04-22T09:19:00","LA MUÑO",234964,1,"CRVHT-18","220/1","-","-","1540","2",null,null,null,3.7037037037037033,"5CRVHT18101550","EXT.CRVHT-18 2M 1550RPM",null,0]
[133,"2021-04-22T16:17:00","LETICIA VIDAL FERNANDEZ",234985,1,"CDAHF1-12/12","230/3","-","-","1250","3",null,null,null,3.7037037037037033,"5CDAHF112E1251","Existe",null,0]
[134,"2021-04-22T17:32:00","METALFORMOSIS",234990,3,"CMI-1000","230/3","-","17755 CFM","737","10",null,null,null,3.7037037037037033,"5CMI1000H07500","Existe",null,0]
[135,"2021-04-22T17:32:00","METALFORMOSIS",234990,1,"CMI-1000","230/3","-","14206 CFM","677","7 1/2",null,null,null,3.7037037037037033,"5CMI1000G6900","Existe",null,0]
[136,"2021-04-23T09:37:00","SIGRIST",235016,1,"CMI-800","230/3","-","-","800","5",null,null,null,3.7037037037037033,"5CMI800F080030","Existe",null,0]
[137,"2021-04-23T09:37:00","SIGRIST",235017,1,"CMI-900","230/3","-","-","675","5",null,null,null,3.7037037037037033,"5CMI900F067500","Existe",null,0]
[138,"2021-04-23T09:37:00","SIGRIST",235020,2,"CRVLT-20","230/3","-","-","1350","2",null,null,null,3.7037037037037033,"5CRVLT20D01350","Existe",null,0]
[139,"2021-04-23T09:37:00","SIGRIST",235020,3,"CRVLT-18","230/3","-","-","1275","1",null,null,null,3.7037037037037033,"5CRVLT18B01275","EXT.CRVLT-18 1T 1275RPM",null,0]
[140,"2021-04-23T09:37:00","SIGRIST",235021,2,"CRVHT-22","230/3","-","-","1100","3",null,null,null,3.7037037037037033,"5CRVHT22E01100","Existe",null,0]
[141,"2021-04-23T09:37:00","SIGRIST",235021,2,"CMI-450","230/3","-","-","1675","2",null,null,null,3.7037037037037033,"5CMI450D017000","Existe",null,0]
[142,"2021-04-23T09:37:00","SIGRIST",235022,1,"CRVHT-22","230/3","-","-","1100","3",null,null,null,3.7037037037037033,"5CRVHT22E01100","REPETIDO",null,0]
[143,"2021-04-23T09:37:00","SIGRIST",235022,1,"CMI-710","230/3","-","-","800","3",null,null,null,3.7037037037037033,"5CMI710E080000","Existe",null,0]
[144,"2021-04-23T09:37:00","SIGRIST",235022,2,"CMI-400","230/3","-","-","1675","1 1/2",null,null,null,3.7037037037037033,"5CMI400C016760","Existe",null,0]
[145,"2021-04-23T10:14:00","ECONOAIRE",235028,1,"CRHLT-16","127/1","-","2700 CFM","1100","3/4",null,null,null,3.7037037037037033,"5CRHLT16501125","Existe",null,0]
[146,"2021-04-23T11:42:00","RADIO REFRIGERACION DE JUAREZ",235033,2,"CMI-1250","460/3","Ext-01 ","41000 CFM","725","30","CCW","TH","CCW",3.7037037037037033,"5CMI1250Q0725I","EXT.CMI-1250 30T 725RPM GI",null,0]
[147,"2021-04-23T11:42:00","RADIO REFRIGERACION DE JUAREZ",235033,2,"CMI-1250","460/3","Ext-02","-","716","30","CW","TH","CW",3.7037037037037033,"5CMI1250Q07260","EXT.CMI-1250 30T 725RPM",null,0]
[148,"2021-04-26T08:43:00","T Y P",235063,2,"CCR-18/18","230/3","-","-","550","2",null,null,null,3.7037037037037033,"5CCR1818D0545","Existe",null,0]
[149,"2021-04-26T08:54:00","EXPERTOS EN VENTILACION",235067,1,"CMI-400","230/3","-","-","2125","3",null,null,null,3.7037037037037033,"5CMI400E021250","Existe",null,0]
[150,"2021-04-26T09:12:00","INDUSTRIAS THERME",235069,1,"CMI-630","230/3","VR-01","6000 CFM","1325","5","CW","UB","DESCARGA UB",3.7037037037037033,"5CMI630F1325UB","EXT.CMI-630 5T 1325RPM 0",null,0]
[151,"2021-04-26T12:38:00","-","-",1,"CDAHF1-9/9","127/1","-","-","1260","2",null,null,null,3.7037037037037033,"5CDAHF19911250","EXT.CDAHF1-9/9 2M 1250RPM",null,0]
[152,"2021-04-26T13:20:00","COMER CANTO",235093,1,"CRVLT-18","220/1","-","-","1020","3/4",null,null,null,3.7037037037037033,"5CRVLT18501025","EXT.CRVLT-18 3/4M 1025RPM",null,0]
[153,"2021-04-27T09:44:00","FAARVENT",235123,2,"DAB-18/18","230/3","-","-","900","5",null,null,null,3.7037037037037033,"5DAB1818F09000","EXT.DA/B-18/18 5T 900RPM",null,0]
[154,"2021-04-27T12:54:00","-","-",1,"CDAHF1-9/9","127/1","-","-","1260","1/2",null,null,null,3.7037037037037033,"5CDAHF19941250","EXT.CDAHF1-9/9 1/2M 1250RPM",null,0]
[155,"2021-04-27T15:53:00","CLIMAS ALFA",235150,2,"CMI-1000","230/3","VE 02","12333 CFM","600","5",null,null,null,3.7037037037037033,"5CMI1000F06000","Existe",null,0]
[156,"2021-04-27T15:53:00","CLIMAS ALFA",235150,1,"CMI-500","230/3","VE 03","2854 CFM","900","3/4",null,null,null,3.7037037037037033,"5CMI500A090000","Existe",null,0]
[157,"2021-04-27T15:53:00","CLIMAS ALFA",235150,1,"CMI-315","230/3","VE 04","1837 CFM","2200","1",null,null,null,3.7037037037037033,"5CMI315B220000","Existe",null,0]
[158,"2021-04-27T15:53:00","CLIMAS ALFA",235150,1,"CMI-250","230/3","VE 06","750 CFM","1800","1/4",null,null,null,3.7037037037037033,"5CMI2508018000","Existe",null,0]
[159,"2021-04-28T10:53:00","CLIMAS KONFORT",235169,1,"CRVLT-12","230/1","-","-","1475","1/3",null,null,null,3.7037037037037033,"5CRVLT12301475","EXT.CRVLT-12 1/3M 1475RPM",null,0]
[160,"2021-04-28T11:27:00","METALFORMOSIS",234990,3,"CMI-1000","460/3","-","17755 CFM","737","10",null,null,"DESCARGA UB",3.7037037037037033,"5CMI1000H750UB","EXT.CMI-1000 10T 750RPM  0",null,0]
[161,"2021-04-28T11:27:00","METALFORMOSIS",234990,1,"CMI-1000","460/3","-","14206 CFM","677","7 1/2",null,null,"DESCARGA UB",3.7037037037037033,"5CMI1000G676UB","EXT.CMI-1000 7.5T 675RPM  0",null,0]
[162,"2021-04-28T12:53:00","PARRA CONFORT",235187,1,"CRVLT-16","220/1","-","-","1275","1 1/2",null,null,null,3.7037037037037033,"5CRVLT16701275","EXT.CRVLT-16 1.5M 1275RPM",null,0]
[163,"2021-04-28T14:06:00","BOREAL",235194,1,"CMI-900","230/3","-","-",950,15,"CCW","TH","GIRO CCW",3.7037037037037033,"5CMI900M0950I","Existe",null,0]
[164,"2021-04-28T14:12:00","BOREAL",235198,1,"CRVHT-33","230/3","-","14000 CFM","675","5",null,null,null,3.7037037037037033,"5CRVHT33F06750","Existe",null,0]
[165,"2021-04-28T16:10:00","CLIMA REAL",235201,1,"DAL-16-H-2","230/3","-","-","575","2",null,null,null,3.7037037037037033,"5UDLHF16D05600","Existe",null,0]
[166,"2021-04-28T16:10:00","CLIMA REAL",235201,1,"DAL-16-H-1 1/2","230/3","-","-","575","1 1/2",null,null,null,3.7037037037037033,"5UDLHF16C05750","LAV.DALH-16 1.5T 575RPM",null,0]
[167,"2021-04-28T16:22:00","INSOLSA",235203,2,"DXT-800/H 1T","230/3","-","-",800,"1",null,null,null,3.7037037037037033,"5DX8001S","Existe",null,0]
[168,"2021-04-29T10:28:00","SENSA TECNOMECANICA",235227,1,"CLT-12","460/3","1598 CFM","IN-01","1650","3/4",null,null,"CUBIERTA MOTOR",3.7037037037037033,"5CLTG12A1651CM","EXT.CLTG-12 3/4T 1650RPM CUBRE",null,0]
[169,"2021-04-29T10:28:00","SENSA TECNOMECANICA",235227,1,"CLT-14","460/3","2558 CFM","IN-02","1875","1 1/2",null,null,"CUBIERTA MOTOR",3.7037037037037033,"5CLTH14C1875CM","EXT.CLTH-14 1.5T 1875RPM CUBRE",null,0]
[170,"2021-04-29T13:23:00","TRANE",235239,1,"CDAH-7/7","127/1","-","790 CFM","950","1/4",null,null,null,3.7037037037037033,"5CDAH772095000","Existe",null,0]
[171,"2021-04-29T13:23:00","TRANE",235239,1,"CDAHF1-12/12","230/3","-","2749 CFM","650","3/4",null,null,null,3.7037037037037033,"5CDAHF112A0650","EXT.CDAHF1-12/12 3/4T 650RPM",null,0]
[172,"2021-04-29T13:23:00","TRANE",235239,1,"CLT-10","127/1","-","500 CFM","1175","1/4",null,null,null,3.7037037037037033,"5CLTG102011750","Existe",null,0]
[173,"2021-04-29T13:23:00","TRANE",235239,1,"CRVLT-20","230/3","-","3404 CFM","1050","1",null,null,null,3.7037037037037033,"5CRVLT20B01075","Existe",null,0]
[174,"2021-04-29T17:30:00","TEMP CONTROL",235301,1,"CLT-24","230/3","-","4000 CFM","825","1 1/2",null,null,"CUBIERTA MOTOR",3.7037037037037033,"5CLTG24B0825CM","EXT.CLTG-24 1.5T 825RPM CUBRE",null,0]
[175,"2021-04-29T17:49:00","MAF AGROBOTICA S.A DE C.V.",235303,1,"DAT-15/15","230/3","-","11000 CFM","630","3",null,null,"RECUBRIMIENTO POLIESTER, CUBRE-BANDAS, DESCARGA HACIA ABAJO",3.7037037037037033,"FORMATO","FORMATO",null,0]
[176,"2021-04-30T08:46:00","AL MOTOR",235315,2,"CDAHF2-12/12","230/3","-","-","800","1",null,null,null,3.7037037037037033,"5CDAHF212B0800","Existe",null,0]
[177,"2021-04-30T08:46:00","AL MOTOR",235315,1,"CDAHF2-9/9","230/3","-","-","950","1/2",null,null,null,3.7037037037037033,"5CDAHF29990950","EXT.CDAHF2-9/9 1/2T 950RPM",null,0]
[178,"2021-04-30T09:46:00","EXPERTOS EN VENTILACION",235321,1,"CDAHF1-18/18","230/3","-","-","700","3",null,null,null,3.7037037037037033,"5CDAHF118E700","Existe",null,0]
[179,"2021-04-30T14:08:00","CLIMA REAL",235341,4,"I-WXD 1000-1 1/2-6P/L/A","460/3","-","17295 M3/HR",1140,"1 1/2",null,null,"INYECTOR, BRIDAS, MALLA EN DESCARGA, PORTAFILTROS CON FILTROS METALICOS",3.7037037037037033,"FORMATO","FORMATO",null,0]
[180,"2021-04-30T16:08:00","PERSSA",235361,1,"CMI-355","220/1","VE-01","2050 CFM","1450","1/2",null,null,null,3.7037037037037033,"5CMI3554146230","Existe",null,0]
[181,"2021-04-30T16:08:00","PERSSA",235361,1,"CMI-400","220/1","VE-02","2600 CFM","1300","3/4",null,null,null,3.7037037037037033,"5CMI4005131500","Existe",null,0]
[182,"2021-04-30T16:13:00","PERSSA",235363,1,"CDAHF1-9/9","230/3","VE-02","-","1400","1 1/2",null,null,null,3.7037037037037033,"5CDAHF199C1400","Existe",null,0]
[183,"2021-04-30T16:13:00","PERSSA",235363,1,"CRVLT-16","230/3","VE-01","-","1275","1 1/2",null,null,null,3.7037037037037033,"5CRVLT16C01275","EXT.CRVLT-16 1.5T 1275RPM",null,0]
[184,"2021-04-30T17:03:00","ANGELICA LOPEZ LOME",235364,1,"CLT-33","230/3","-","-","575","2",null,null,null,3.7037037037037033,"5CLTG33D057500","EXT.CLTG-33 2T 575RPM",null,0]
[185,"2021-04-30T18:43:00","MECA ENGINEERING SOLUTIONS",235386,1,"CMI-500","230/3","-","7580 CFM","1875","7 1/2",null,null,null,3.7037037037037033,"5CMI500G018750","EXT.CMI-500 7.5T 1875RPM",null,0]
[186,"2021-04-30T20:02:00","INSOLSA",235388,1,"CMI-355","230/1","-","-","1350","1/2",null,null,null,3.7037037037037033,"5CMI3554013510","Existe",null,0]
[187,"2021-04-30T20:02:00","INSOLSA",235388,1,"CDAHF2-12/12","230/1","-","-","1000","3/4",null,null,null,3.7037037037037033,"5CDAHF21251000","EXT.CDAHF2-12/12 3/4M 1000RPM",null,0]

{"sheet":"MAYO 2021","index":4,"n_rows":214,"n_cols":20,"rows_kept":214,"cut":false,"hidden":false,"merged":[[0,0,0,13],[0,15,0,18],[1,5,1,13]]}
["SIAC",{"$nulls":14},"ING. INDUSTRIAL"]
[{"$nulls":5},"CARACTERISTICAS DEL EQUIPO"]
["ITEM","FECHA SOLICITADA","Nombre Cliente ","PEDIDO","CANTIDAD","EQUIPO","Conexión","TAG","Caudal","R.P.M","MOTOR","GIRO","DESCARGA","OBSERVACIONES","FACTOR VENTA","Codigo","Descripción ","COSTO","PRECIO LISTA","FECHA ENTREGA"]
[1,"2021-05-04T08:14:00","TRANE",235425,1,"CRHLT-10","127/1","-","-","1025","1/4",null,null,null,{"$f":"2/0.54","v":3.7037037037037033},"5CRHLT10201025","Existe"]
[2,"2021-05-04T08:14:00","TRANE",235425,1,"CRHLT-10","127/1","-","-","875","1/4",null,null,null,{"$f":"2/0.54","v":3.7037037037037033},"5CRHLT10209010","Existe"]
[3,"2021-05-04T08:14:00","TRANE",235425,1,"CRHLT-12","127/1","-","-","1300","1/4",null,null,null,3.7037037037037033,"5CRHLT12201300","Existe"]
[4,"2021-05-04T11:24:00","K3 SOLUCIONES",235440,1,"CMI-400","230/3","-","4167 CFM","2025","3",null,null,"DISCO DE ENFRIAMIENTO",3.7037037037037033,"5CMI400E2025DI","EXT.CMI-400 3T 2025RPM DISCO"]
[5,"2021-05-04T12:04:00","K3 SOLUCIONES",235441,1,"CME-400","460/3","-","3520 CFM","1925","2",null,null,"ARREGLO ANTICHISPA AMCA \"C\", BRIDAS EN SUCCION Y DESCARGA",3.7037037037037033,"5CME400D1925BD","EXT.CME-400 2T 1925RPM AMCA C"]
[6,"2021-05-04T12:04:00","K3 SOLUCIONES",235441,1,"APF 4000-2","-","-","-","-","-",null,null,"PORTAFILTROS CON FILTROS METALICOS 2-FI-003 + FILTROS PLISADOS MERV 8  2-FI-335",3.7037037037037033,"5APF-400022FI","Existe"]
[7,"2021-05-04T13:19:00","TPTH",235446,4,"CRVHT-33","230/3","-","-","600","5",null,null,null,3.7037037037037033,"5CRVHT33F06000","EXT.CRVHT-33 5T 600RPM"]
[8,"2021-05-04T17:25:00","VERSACON",234782,1,"CLT-16","127/1","VEX-N0-001-VEN","2045 CFM","925","1/2",null,null,"CUBIERTA MOTOR",3.7037037037037033,"5CLTG1640950CM","Existe"]
[9,"2021-05-04T17:25:00","VERSACON",234782,1,"CLT-16","127/1","VEX-N0-002-VEN","1726 CFM","950","1/2",null,null,"CUBIERTA MOTOR",3.7037037037037033,"5CLTG1640950CM","Existe"]
[10,"2021-05-04T17:25:00","VERSACON",234782,1,"CLT-14","127/1","VEX-N0-004-VEN","1851 CFM","1525","3/4",null,null,"CUBIERTA MOTOR",3.7037037037037033,"5CLTG1451525CM","EXT.CLTG-14 3/4M 1525RPM CUBRE"]
[11,"2021-05-04T17:25:00","VERSACON",234782,1,"CLT-16","127/1","VEX-N0-006-VEN","1763 CFM","975","3/4",null,null,"CUBIERTA MOTOR",3.7037037037037033,"5CLTG1650975CM","Existe"]
[12,"2021-05-04T17:25:00","VERSACON",234782,1,"CLT-16","127/1","VI-N0-001-VEN","3616 CFM","1500","2",null,null,"CUBIERTA MOTOR",3.7037037037037033,"5CLTG1611500CM","EXT.CLTG-16 2M 1500RPM CUBRE"]
[13,"2021-05-04T17:25:00","VERSACON",234782,1,"CLT-14","127/1","VEX-N1-003-VEN","1413 CFM","1250","1/3",null,null,"CUBIERTA MOTOR",3.7037037037037033,"5CLTG1431275CM","Existe"]
[14,"2021-05-04T17:25:00","VERSACON",234782,1,"CLT-14","127/1","VEX-N1-004-VEN","1625 CFM","1375","1/2",null,null,"CUBIERTA MOTOR",3.7037037037037033,"5CLTG1441400CM","Existe"]
[15,"2021-05-04T17:25:00","VERSACON",234782,1,"CLT-12","127/1","VEX-N2-001-VEN","985 CFM","1100","1/4",null,null,"CUBIERTA MOTOR",3.7037037037037033,"5CLTG122111CM","Existe"]
[16,"2021-05-04T17:25:00","VERSACON",234782,1,"CLT-12","127/1","VEX-N2-002-VEN","1013 CFM","1175","1/4",null,null,"CUBIERTA MOTOR",3.7037037037037033,"5CLTG1221175CM","Existe"]
[17,"2021-05-04T17:25:00","VERSACON",234782,1,"CLT-12","127/1","VEX-N2-003-VEN","975 CFM","1100","1/4",null,null,"CUBIERTA MOTOR",3.7037037037037033,"5CLTG122111CM","REPETIDO"]
[18,"2021-05-04T18:09:00","EXPERTOS EN VENTILACION",235234,7,"HXA-4-1000/L","230/3","-","-","1755","5",null,null,"MOTOR APEX 5 HP 2-MO-065XUS",3.7037037037037033,"5HXA41000LAPX","EXT.HXA-4-1000/L 5HP TF MOTOR"]
[19,"2021-05-05T08:43:00","ECOLOGIA ATMOSFERICA",235479,1,"CLT-10","127/1","-","530 CFM","1000","1/4",null,null,null,3.7037037037037033,"5CLTG102010000","Existe"]
[20,"2021-05-05T08:43:00","ECOLOGIA ATMOSFERICA",235479,3,"CLT-7","127/1","-","200 CFM","1100","1/4",null,null,null,3.7037037037037033,"5CLTG720110000","EXT.CLTG-7 1/4M 1100RPM"]
[21,"2021-05-05T08:43:00","ECOLOGIA ATMOSFERICA",235479,2,"CLT-14","127/1","-","1200 CFM","1125","1/4",null,null,null,3.7037037037037033,"5CLTG142011250","EXT.CLTG-14 1/4M 1125RPM"]
[22,"2021-05-05T08:43:00","ECOLOGIA ATMOSFERICA",235479,1,"CLT-7","127/1","-","360 CFM","1675","1/4",null,null,null,3.7037037037037033,"5CLTG720167500","Existe"]
[23,"2021-05-05T08:43:00","ECOLOGIA ATMOSFERICA",235479,1,"CLT-16","127/1","-","1330 CFM","775","1/2",null,null,null,3.7037037037037033,"5CLTG164077500","EXT.CLTG-16 1/2M 775RPM"]
[24,"2021-05-05T08:43:00","ECOLOGIA ATMOSFERICA",235479,3,"CLT-16","127/1","-","1950 CFM","900","1/2",null,null,null,3.7037037037037033,"5CLTG164090000","Existe"]
[25,"2021-05-05T08:43:00","ECOLOGIA ATMOSFERICA",235479,1,"CLT-7","127/1","-","210 CFM","1175","1/4",null,null,null,3.7037037037037033,"5CLTG7211700","Existe"]
[26,"2021-05-05T08:43:00","ECOLOGIA ATMOSFERICA",235479,1,"CMI-1120","230/3","-","23200 CFM","500","7 1/2","CW","UB","DESCARGA UB",3.7037037037037033,"5CMI1120G500UB","EXT.CMI-1120 7.5T 500RPM 0"]
[27,"2021-05-05T08:43:00","ECOLOGIA ATMOSFERICA",235479,1,"CMI-1250","230/3","-","29000 CFM","500","10","CW","UB","DESCARGA UB",3.7037037037037033,"5CMI1250H500UB","EXT.CMI-1250 10T 500RPM 0"]
[28,"2021-05-05T11:29:00","REACLIMA",235490,2,"CRHLT-10","127/1","VE-72, VE-73","600 CFM","1475","1/4",null,null,null,3.7037037037037033,"5CRHLT10214800","Existe"]
[29,"2021-05-05T11:46:00","ARECHE INGENIEROS",235495,1,"CRVLT-18","127/1","-","-","1275","1",null,null,null,3.7037037037037033,"5CRVLT18601275","Existe"]
[30,"2021-05-05T17:44:00","PERSSA","MI-7610",6,"I-HGB-1250-1","127/1","-","-","450","1",null,null,"INYECTOR",3.7037037037037033,"FORMATO","FORMATO"]
[31,"2021-05-06T09:06:00","IMPORTACIONES CORTES",235523,2,"CME-II-1000","230/3","-","-","1075","30",null,null,"ARREGLO ANTICHISPA AMCA C",3.7037037037037033,"5CMEII1000Q1075","EXT.CME II-1000 30T 1075RPM"]
[32,"2021-05-06T09:06:00","IMPORTACIONES CORTES",235523,4,"DAL-96-H-30","460/3","-","-","379","30",null,null,null,3.7037037037037033,"5DLHF96Q038000","LAV.DALH-96 30T 379RPM"]
[33,"2021-05-06T10:23:00","EXPERTOS EN VENTILACION",235527,1,"CMI-250","230/3","-","-","2275","1/2",null,null,null,3.7037037037037033,"5CMI2509022750","Existe"]
[34,"2021-05-06T12:21:00","HIGH TECH SERVICES",235541,1,"CLT-16","460/3","VI-PB-RA","515 CFM","1350","3/4",null,null,"CUBIERTA MOTOR, PORTAFILTROS CON FILTROS MERV-8",3.7037037037037033,"5CLTG16A1350FI","EXT.CLTG-16 3/4T 1350RPM CUBRE"]
[35,"2021-05-06T13:01:00","REFRIGERACION LOZANO",235543,3,"CCR-10/10","230/3","-","-","700","1/3",null,null,null,3.7037037037037033,"5CCR1010T07000","EXT.CCR-10/10 1/3T 700RPM"]
[36,"2021-05-06T13:01:00","REFRIGERACION LOZANO",235543,5,"CRVLT-18","230/3","-","-","950","1/2",null,null,null,3.7037037037037033,"5CRVLT18909500","EXT.CRVLT-18 1/2T 950RPM"]
[37,"2021-05-06T16:14:00","REMA INGENIERIA Y PROYECTOS ",235555,1,"CRVLT-20","230/3","-","5400 CFM","1350","2",null,null,null,3.7037037037037033,"5CRVLT20D01350","Existe"]
[38,"2021-05-07T09:53:00","NOUCLIMA",235573,1,"CRVLT-16","230/3","VE-S-01","1950 CFM","1175","1",null,null,null,3.7037037037037033,"5CRVLT16B01200","Existe"]
[39,"2021-05-07T09:53:00","NOUCLIMA",235573,1,"CRVLT-16","230/3","VE-S-02","1550 CFM","1050","3/4",null,null,null,3.7037037037037033,"5CRVLT16A01050","EXT.CRVLT-16 3/4T 1050RPM"]
[40,"2021-05-07T09:53:00","NOUCLIMA",235573,1,"CRVLT-18","230/3","VE-S-03","3790 CFM","1375","1",null,null,null,3.7037037037037033,"5CRVLT18B01375","EXT.CRVLT-18 1T 1375RPM"]
[41,"2021-05-07T13:58:00","EXPERTOS EN VENTILACION",235581,1,"CRVHT-28","230/3","-","-","900","5",null,null,null,3.7037037037037033,"5CRVHT28F09000","Existe"]
[42,"2021-05-07T16:58:00","FRIOECSA",235594,1,"CME-630","230/3","-","15500 M3/HR","1400","7 1/2","CW","TH","ARREGLO ANTICHISPA AMCA \"C\"",3.7037037037037033,"5CME630G014000","EXT.CME-630 7.5T 1400RPM AMCA"]
[43,"2021-05-07T17:31:00","TRANE",235239,1,"CDAHF1-12/12 ","230/3","-","-","650","1",null,null,null,3.7037037037037033,"5CDAHF112B0650","EXT.CDAHF1-12/12 1T 650RPM"]
[44,"2021-05-10T11:01:00","CLIO CLIMATIZACION",235626,2,"TGT/4-1250-6/20","230/3","-","32,721 CFM","1725","20",null,null,"ANGULO DE LA PALA C (10°)",3.7037037037037033,"5TGT412506020C","EXT.TGT/4-1250-6 20T 4P ANG.C"]
[45,"2021-05-10T11:01:00","CLIO CLIMATIZACION",235626,2,"TGT/4-1250-6/25","230/3","-","33,528 CFM","1725","25",null,null,"ANGULO DE LA PALA F (14°)",3.7037037037037033,"5TGT412506026F","EXT.TGT/4-1250-6 25T 4P ANG.F"]
[46,"2021-05-10T11:01:00","CLIO CLIMATIZACION",235626,4,"TGT/4-1000-9/15","230/3","-","35,306 CFM","1725","15",null,null,"ANGULO DE LA PALA I (20°)",3.7037037037037033,"5TGT410009150I","EXT.TGT/4-1000-9 15T 4P ANG.i"]
[47,"2021-05-10T11:01:00","CLIO CLIMATIZACION",235626,1,"CLT-30","230/3","-","5666 CFM","400","3/4",null,null,null,3.7037037037037033,"5CLTG30A040000","EXT.CLTG-30 3/4T 400RPM"]
[48,"2021-05-11T11:34:00","LETICIA VIDAL",235660,1,"CMI-280","230/3","-","700 CFM","1925","1/3",null,null,"BRIDAS EN SUCCION Y DESCARGA",3.7037037037037033,"5CMI280T1925BD","EXT.CMI-280 1/3T 1925RPM BDA."]
[49,"2021-05-11T11:34:00","LETICIA VIDAL",235660,1,"APF 2000-2\"","-","-","-","-","-",null,null,"FILTROS METALICOS, MERV-15   2-FI-2415",3.7037037037037033,"5APF-20006FI","Existe"]
[50,"2021-05-11T11:34:00","LETICIA VIDAL",235660,1,"CMI-250","230/3","-","300 CFM","1950","1/4",null,null,"BRIDAS EN SUCCION Y DESCARGA",3.7037037037037033,"5CMI25081950BD","EXT.CMI-250 1/4T 1950RPM BDA."]
[51,"2021-05-11T11:34:00","LETICIA VIDAL",235660,1,"APF 2000-2\"","-","-","-","-","-",null,null,"FILTROS METALICOS, MERV-15   2-FI-2415",3.7037037037037033,"5APF-20006FI","REPETIDO"]
[52,"2021-05-12T08:57:00","TRANE",235699,1,"CDAHF1-12/12","230/3","-","3420 CFM","1225","2",null,null,null,3.7037037037037033,"5CDAHF112D1225 ","Existe"]
[53,"2021-05-12T08:57:00","TRANE",235699,1,"CRVHT-24","230/3","-","4274 CFM","1075","3",null,null,null,3.7037037037037033,"5CRVHT24E01075","Existe"]
[54,"2021-05-12T09:03:00","TRANE",235700,1,"CMI-1120","230/3","-","12696 CFM","775","20",null,null,null,3.7037037037037033,"5CMI1120N07750","Existe"]
[55,"2021-05-12T09:27:00","TRANE",235702,1,"CDAHF1-12/12","230/3","-","2624 CFM","1300","1 1/2",null,null,null,3.7037037037037033,"5CDAHF112C1300","EXT.CDAHF1-12/12 1.5T 1300RPM"]
[56,"2021-05-12T09:27:00","TRANE",235702,1,"CMI-450","230/3","-","3280 CFM","1725","3",null,null,null,3.7037037037037033,"5CMI450E017250","Existe"]
[57,"2021-05-12T10:55:00","EXPERTOS EN VENTILACION",235714,1,"CLT-22","230/3","-","-","925","2",null,null,"CUBIERTA MOTOR",3.7037037037037033,"5CLTG22D0950CM","Existe"]
[58,"2021-05-12T10:55:00","EXPERTOS EN VENTILACION",235714,1,"CLT-22","230/3","-","-","1025","2",null,null,"CUBIERTA MOTOR",3.7037037037037033,"5CLTG22D1050CM","Existe"]
[59,"2021-05-12T11:23:00","SICASA ST",235717,60,"CRHLD-10 1/4","220/1","-","-","1075","1/4",null,null,"MOTOR CERRADO 1/4M 2-MO-014MR  *PEDIDO CANCELADO*",3.7037037037037033]
[60,"2021-05-12T12:49:00","FAAR AMBIENTES CONTROLADOS",235724,4,"I-WXD 1000-1 1/2-6P/L/A","230/3","-","-","700","1 1/2",null,null,"INYECTOR, MALLA PROTECCION, BANCO PORTAFILTROS",3.7037037037037033,"FORMATO","FORMATO"]
[61,"2021-05-12T16:34:00","PERSSA",235737,1,"CMI-355","230/3","VE-03","-","1600","3/4",null,null,null,3.7037037037037033,"5CMI355A159000","Existe"]
[62,"2021-05-12T16:34:00","PERSSA",235737,2,"CRHHT-16","230/3","VE-01, VE-02","-","1550","1 1/2",null,null,null,3.7037037037037033,"5CRHHT16C01550","EXT.CRHHT-16 1.5T 1550RPM"]
[63,"2021-05-12T16:41:00","ANGELICA LOPEZ LOME",235740,1,"CRVLT-24","230/3","-","-","910","2",null,null,null,3.7037037037037033,"5CRVLT24D09000","Existe"]
[64,"2021-05-13T10:20:00","MIGA INGENIERIA",235761,1,"CME-315","230/3","-","2000 CFM","2150","1",null,null,"ARREGLO ANTICHISPA AMCA \"C\", MOTOR APEX 2-MO-062XUS",3.7037037037037033,"5CME315B215APX","EXT.CME-315 1T 2150RPM APEX"]
[65,"2021-05-13T12:43:00","CONFORT VENTILACION",229239,2,"CLT-22","230/3","-","-","1275","5",null,null,null,3.7037037037037033,"5CLTG22F12600","Existe"]
[66,"2021-05-13T12:43:00","CONFORT VENTILACION",229239,3,"CLT-16","230/3","-","-","1450","2",null,null,null,{"$f":"2/0.54","v":3.7037037037037033},"5CLTG16D014500","EXT.CLTG-16 2T 1450RPM"]
[67,"2021-05-13T13:33:00","SOLUCIONES Y SERVICIOS EN AIRE",235776,1,"CDAH-7/7","230/3","-","-","1175","1/3",null,null,null,3.7037037037037033,"5CDAH77T011750","EXT.CDAH-7/7 1/3T 1175RPM"]
[68,"2021-05-14T08:53:00","MULTIEQUIPOS",235805,10,"RXT-C 1500-3-18/S","230/3","-","-","550","3",null,null,null,3.7037037037037033,"5NRXTC1500318S","EXT.RXT-C 1500-3-18/S"]
[69,"2021-05-14T10:54:00","GARCOSA",235814,10,"WXT 800-3/4-S","460/3","PA-01","-","700","3/4",null,null,"MALLA EN SUCCION, PERSIANA DE EXTRACCION, BRIDAS",3.7037037037037033,"5WXT80034700","Existe"]
[70,"2021-05-14T10:54:00","GARCOSA",235814,26,"CCR-10/10","220/1","PA-05","-","825","1/2",null,null,null,3.7037037037037033,"5CCR1010408250","Existe"]
[71,"2021-05-14T10:54:00","GARCOSA",235814,1,"CCR-10/10","220/1","PA-06","-","875","1/2",null,null,null,3.7037037037037033,"5CCR1010408750","EXT.CCR-10/10 1/2M 875RPM"]
[72,"2021-05-14T12:57:00","L.CARVAJAL","-",1,"DAB-36/36","-","-","-","-","-","CCW","TH","GIRO CCW, DESCARGA TH, CON MARCOS, PINTURA GRIS SOLER EN CARACOL, MARCOS, CONO DE SUCCION, SIN BASTIDOR, S/M, S/LARGUERO COD REFERENCIA 5DA3636ESP",3.7037037037037033,"5DAB3636000SM","EXT.DA/B-36/36 S/M S/BASTIDOR"]
[73,"2021-05-14T16:05:00","TODO EN VENTILACION",235833,1,"CMII-630","230/3","MXVOR-0601","20261 M3/HR","1680","15",null,null,null,3.7037037037037033,"5CMII630M17000","Existe"]
[74,"2021-05-14T17:01:00","RC CLIMAS",235837,1,"CMI-280","127/1","-","-","1725","1/3",null,null,null,3.7037037037037033,"5CMI2803017250","Existe"]
[75,"2021-05-14T17:01:00","RC CLIMAS",235837,1,"CMI-250","127/1","-","-","1825","1/4",null,null,null,3.7037037037037033,"5CMI2502018250","Existe"]
[76,"2021-05-14T17:01:00","RC CLIMAS",235837,1,"CMI-560","230/3","-","-","950","1 1/2",null,null,null,3.7037037037037033,"5CMI560C095000","Existe"]
[77,"2021-05-14T17:01:00","RC CLIMAS",235837,1,"CCK-18/18","230/3","-","-","650","3",null,null,null,3.7037037037037033,"5CCK18E0650000","Existe"]
[78,"2021-05-17T08:33:00","TRANE",235848,1,"CDAHF1-22/22","230/3","-","7000 CFM","500","3",null,null,null,3.7037037037037033,"5CDAHF122E5000","Existe"]
[79,"2021-05-17T08:33:00","TRANE",235848,1,"CLT-12","127/1","-","1037 CFM","1550","3/4",null,null,null,3.7037037037037033,"5CLTG125015500","EXT.CLTG-12 3/4M 1550RPM"]
[80,"2021-05-17T08:33:00","TRANE",235848,1,"CMI-630","230/3","-","7089 CFM","1200","5",null,null,null,3.7037037037037033,"5CMI630F120000","Existe"]
[81,"2021-05-17T08:40:00","TRANE",235849,1,"CDAHF2-18/18","230/3","-","3500 CFM","775","2",null,null,null,3.7037037037037033,"5CDAHF218D0775","EXT.CDAHF2-18/18 2T 775RPM"]
[82,"2021-05-17T08:40:00","TRANE",235849,1,"CLT-10","127/1","-","500 CFM","1100","1/4",null,null,null,3.7037037037037033,"5CLTG10211000","Existe"]
[83,"2021-05-17T08:40:00","TRANE",235849,1,"TBN-TII 500","230/3","-","4560 CFM","2425","15",null,null,null,3.7037037037037033,"FORMATO","FORMATO"]
[84,"2021-05-17T09:16:00","SERVICIOS ESPECIALIZADOS DEL NORTE","235852 235853",4,"CLT-16","220/1","VI-01, VI-02","1400 CFM","975","1/2",null,null,null,3.7037037037037033,"5CLTG164097500","Existe"]
[85,"2021-05-17T09:25:00","CLIMA ARTIFICIAL DEL GOLFO",235854,3,"CRVLT-18","230/3","-","-","1200","3/4",null,null,null,3.7037037037037033,"5CRVLT18A01200","Existe"]
[86,"2021-05-17T09:25:00","CLIMA ARTIFICIAL DEL GOLFO",235854,1,"CDAVF1-18/18","230/3","-","-","650","3",null,null,null,3.7037037037037033,"5CDAVF118E0650","EXT.CDAVF1-18/18 3T 650RPM"]
[87,"2021-05-17T11:20:00","MAIRSA",235859,1,"CDAHF2-9/9","220/1","-","1615 CFM","1150","3/4",null,null,null,3.7037037037037033,"5CDAHF29951150","EXT.CDAHF2-9/9 3/4M 1150RPM"]
[88,"2021-05-17T13:11:00","EYSER DE MEXICO",235863,1,"TGT/4-1250-3/15","230/3","-","-","1725","15",null,null,"ANGULO DE LA PALA C (10°)",3.7037037037037033,"5TGT41250315C","EXT.TGT/4-1250-3 15TF 4P ANG.c"]
[89,"2021-05-18T08:53:00","EXPERTOS EN VENTILACION",235886,1,"CMI-400","230/3","-","-","1500","1",null,null,null,3.7037037037037033,"5CMI400B015000","Existe"]
[90,"2021-05-18T08:53:00","EXPERTOS EN VENTILACION",235886,1,"CRHLT-14","230/3","-","-","1575","1/2",null,null,null,3.7037037037037033,"5CRHLT14901575","EXT.CRHLT-14 1/2T 1575RPM"]
[91,"2021-05-18T08:53:00","EXPERTOS EN VENTILACION",235886,1,"CRHLT-16","230/3","-","-","1350","1 1/2",null,null,null,3.7037037037037033,"5CRHLT16C01350","EXT.CRHLT-16 1.5T 1350RPM"]
[92,"2021-05-18T08:53:00","EXPERTOS EN VENTILACION",235886,1,"CRHLT-24","230/3","-","-","800","1 1/2",null,null,null,3.7037037037037033,"5CRHLT24C08000","Existe"]
[93,"2021-05-18T10:03:00","MULTIEQUIPOS",235887,3,"CRVLT-12","220/1","-","-","1725","1/2",null,null,null,3.7037037037037033,"5CRVLT12401725","Existe"]
[94,"2021-05-18T10:03:00","MULTIEQUIPOS",235887,3,"CRVLT-14","220/1","-","-","1525","3/4",null,null,null,3.7037037037037033,"5CRVLT14501525","Existe"]
[95,"2021-05-18T10:03:00","MULTIEQUIPOS",235887,4,"CRVLT-16","220/1","-","-","1375","1",null,null,null,3.7037037037037033,"5CRVLT16601380","Existe"]
[96,"2021-05-18T10:03:00","MULTIEQUIPOS",235887,2,"CRVLT-16","220/1","-","-","1500","1 1/2",null,null,null,3.7037037037037033,"5CRVLT16701500","Existe"]
[97,"2021-05-18T10:03:00","MULTIEQUIPOS",235887,2,"CRVLT-20","220/1","-","-","1000","2",null,null,null,3.7037037037037033,"5CRVLT20101000","Existe"]
[98,"2021-05-18T10:03:00","MULTIEQUIPOS",235887,2,"CRVLT-18","220/1","-","-","1300","1 1/2",null,null,null,3.7037037037037033,"5CRVLT18701300","Existe"]
[99,"2021-05-18T10:03:00","MULTIEQUIPOS",235887,2,"CRVLT-18","220/1","-","-","1325","2",null,null,null,3.7037037037037033,"5CRVLT18101325","Existe"]
[100,"2021-05-18T10:03:00","MULTIEQUIPOS",235887,2,"CRVLT-22","220/1","-","-","950","2",null,null,null,3.7037037037037033,"5CRVLT22109500","Existe"]
[101,"2021-05-19T08:43:00","BOREAL AIRE Y CONFORT",235926,1,"CMI-630","230/3","-","10368 M3/HR","1275","5",null,null,"MOTOR APEX 2-MO-065XUS  *PEDIDO CANCELADO*",3.7037037037037033]
[102,"2021-05-19T17:09:00","EDISON MAQUINARIA","-",4,"CONJ.PTA.FILTRO","-","-","-","-","-",null,null,"BANCO PORTAFILTRO PARA 5DLVF96Q0380UB,  INCLUYE: MERV-8 (1RA ETAPA) Y FILTRO CARBON ACTIVADO  (2DA ETAPA)  *PEDIDO CANCELADO*",3.7037037037037033]
[103,"2021-05-20T10:53:00","PROYECTOS DE AIRE INGENIERIA DEL FRIO",235983,1,"CMI-355","127/1","VE-29","1910 CFM","1425","1/2",null,null,null,3.7037037037037033,"5CMI3554142500","Existe"]
[104,"2021-05-20T10:53:00","PROYECTOS DE AIRE INGENIERIA DEL FRIO",235983,1,"CMI-400","460/3","VE-32","2680 CFM","1350","3/4",null,null,null,3.7037037037037033,"5CMI400A013500","Existe"]
[105,"2021-05-20T10:53:00","PROYECTOS DE AIRE INGENIERIA DEL FRIO",235983,1,"CMI-500","460/3","VE-33","3450 CFM","925","3/4",null,null,null,3.7037037037037033,"5CMI500A092500","Existe"]
[106,"2021-05-20T10:53:00","PROYECTOS DE AIRE INGENIERIA DEL FRIO",235983,1,"CMI-315","127/1","VE-34","1420 CFM","1475","1/3",null,null,null,3.7037037037037033,"5CMI315315000","Existe"]
[107,"2021-05-20T10:53:00","PROYECTOS DE AIRE INGENIERIA DEL FRIO",235983,1,"CMI-400","460/3","VE-35","2600 CFM","1325","3/4",null,null,null,3.7037037037037033,"5CMI400A013250","Existe"]
[108,"2021-05-20T10:53:00","PROYECTOS DE AIRE INGENIERIA DEL FRIO",235983,1,"CMI-560","460/3","VE-36","5035 CFM","925","1 1/2",null,null,null,3.7037037037037033,"5CMI560C091500","Existe"]
[109,"2021-05-20T10:53:00","PROYECTOS DE AIRE INGENIERIA DEL FRIO",235983,1,"CMI-500","460/3","VE-37","3410 CFM","950","3/4",null,null,null,3.7037037037037033,"5CMI500A095000","EXT.CMI-500 3/4T 950RPM"]
[110,"2021-05-20T10:53:00","PROYECTOS DE AIRE INGENIERIA DEL FRIO",235983,1,"CMI-250","127/1","VE-46","890 CFM","1800","1/4",null,null,null,3.7037037037037033,"5CMI2502018000","Existe"]
[111,"2021-05-20T10:53:00","PROYECTOS DE AIRE INGENIERIA DEL FRIO",235983,1,"CMI-355","127/1","VE-47","1930 CFM","1400","1/2",null,null,null,3.7037037037037033,"5CMI3554014000","Existe"]
[112,"2021-05-20T10:53:00","PROYECTOS DE AIRE INGENIERIA DEL FRIO",235983,1,"CMI-500","460/3","VE-48","5060 CFM","1250","1 1/2",null,null,null,3.7037037037037033,"5CMI500C012500","Existe"]
[113,"2021-05-20T16:11:00","LA MUÑO",236008,1,"CRHLT-16","230/3","-","-","1110","1/2",null,null,null,3.7037037037037033,"5CRHLT16901125","Existe"]
[114,"2021-05-21T10:31:00","PROYECTOS DE AIRE INGENIERIA DEL FRIO",236022,1,"DAL-16-H-2","220/1","-","6731 CFM","533","2",null,null,"MOTOR MONOFASICO CERRADO 2-MO-002MM",3.7037037037037033,"5UDLHF16105250","LAV.DALH-16 2M 525RPM MOTOR MF"]
[115,"2021-05-21T11:38:00","CONSTANTINO BOYER CARLOS ALBERTO",236032,1,"CRVLT-24","220/1","VE-01","5009 CFM","900","2",null,null,null,3.7037037037037033,"5CRVLT24109000","Existe"]
[116,"2021-05-24T11:01:00","JER",236053,1,"CLTH-18","460/3","-","-","1700","3",null,null,null,3.7037037037037033,"5CLTH18E017000","EXT.CLTH-18 3T 1700RPM"]
[117,"2021-05-24T11:01:00","JER",236053,1,"CDAVF1-18/18","460/3","-","-","824","3",null,null,null,3.7037037037037033,"5CDAVF118E0825","EXT.CDAVF1-18/18 3T 825RPM"]
[118,"2021-05-24T11:01:00","JER",236053,6,"CDAHF1-30/28","460/3","-","-","382","10",null,null,null,3.7037037037037033,"5CDAHF1328H375","EXT.CDAHF1-30/28 10T 375RPM"]
[119,"2021-05-24T11:01:00","JER",236053,1,"CDAHF1-12/12","460/3","-","-","1060","3",null,null,null,3.7037037037037033,"5CDAHF112E1075","EXT.CDAHF1-12/12 3T 1075RPM"]
[120,"2021-05-24T11:49:00","PERSSA",236079,1,"CDAHF1-18/18","460/3","-","9072 CFM","775","5",null,null,null,3.7037037037037033,"5CDAHF118E0775","EXT.CDAHF1-18/18 5T 775RPM"]
[121,"2021-05-24T17:58:00","PRODEMEX",236037,1,"APF 4000-4\"","-","TAE-01","-","-","-",null,null," PORTA FILTROS DOS ETAPAS CON FILTROS METALICOS Y MERV 8 ",3.7037037037037033,"5APF-4000248FI","BANCO P.FILTRO 24\"x48\" FILT.ME"]
[122,"2021-05-24T17:58:00","PRODEMEX",236037,1,"APF 4000-4\"","-","TAE-02","-","-","-",null,null," PORTA FILTROS DOS ETAPAS CON FILTROS METALICOS Y MERV 8 ",3.7037037037037033,"5APF-4000248FI","BANCO P.FILTRO 24\"x48\" FILT.ME"]
[123,"2021-05-24T17:58:00","PRODEMEX",236037,2,"APF 4000-4\"","-","TAE-03\nTAE-04","-","-","-",null,null," PORTA FILTROS DOS ETAPAS CON FILTROS METALICOS Y MERV 8 ",3.7037037037037033,"5APF-4000248FI","BANCO P.FILTRO 24\"x48\" FILT.ME"]
[124,"2021-05-24T17:58:00","PRODEMEX",236037,1,"PF-14CL","-","TAE-05","-","-","-",null,null," PORTA FILTROS DOS ETAPAS CON FILTROS METALICOS Y MERV 8",3.7037037037037033,"5PF-14CLF","PORTAFILTRO CL-14 NVO. 2ET."]
[125,"2021-05-24T17:58:00","PRODEMEX",236037,1,"PF-16CL","-","TAE-06","-","-","-",null,null," PORTA FILTROS DOS ETAPAS CON FILTROS METALICOS Y MERV 8",3.7037037037037033,"5PF-16CLF","PORTAFILTRO CL-16 NVO. 2ET."]
[126,"2021-05-24T17:58:00","PRODEMEX",236037,1,"PF-14CL","-","TAE-07","-","-","-",null,null," PORTA FILTROS DOS ETAPAS CON FILTROS METALICOS Y MERV 8",3.7037037037037033,"5PF-14CLF","PORTAFILTRO CL-14 NVO. 2ET."]
[127,"2021-05-24T17:58:00","PRODEMEX",236037,1,"PF-14CL","-","TAE-08","-","-","-",null,null," PORTA FILTROS DOS ETAPAS CON FILTROS METALICOS Y MERV 8",3.7037037037037033,"5PF-14CLF","PORTAFILTRO CL-14 NVO. 2ET."]
[128,"2021-05-24T17:58:00","PRODEMEX",236037,2,"APF 4000-4\"","-","VP-01\nVP-02","-","-","-",null,null," PORTA FILTROS DOS ETAPAS CON FILTROS METALICOS Y MERV 8 ",3.7037037037037033,"5APF-4000248FI","BANCO P.FILTRO 24\"x48\" FILT.ME"]
[129,"2021-05-24T17:58:00","PRODEMEX",236037,3,"CLT-7","127/1","TAE-09\nTAE-10\nTAE-11","300 CFM\n180 CFM\n240 CFM",2575,"1/2",null,null,"CUBIERTA MOTOR, CAJA PORTAFILTROS CON FILTROS METALICOS Y FILTROS MERV 8",3.7037037037037033,"5CLTG7402575PF","EXT.CLTG-7 1/2M 2575RPM CUBRE"]
[130,"2021-05-24T17:58:00","PRODEMEX",236037,1,"CLT-24","230/3","TAE-12","4942 CFM",1200,"5",null,null,"CUBIERTA MOTOR, CAJA PORTAFILTROS CON FILTROS METALICOS Y FILTROS MERV 8",{"$f":"2/0.54","v":3.7037037037037033},"5CLTG24F1201PF","EXT.CLTG-24 5T 1200RPM CUBREMO"]
[131,"2021-05-24T17:58:00","PRODEMEX",236037,1,"CLTH-20","230/3","TAE-13","2005 CFM",1400,"2",null,null,"CUBIERTA MOTOR, CAJA PORTAFILTROS CON FILTROS METALICOS Y FILTROS MERV 8",3.7037037037037033,"5CLTH20D1400PF","EXT.CLTH-20 2T 1400RPM CUBREMO"]
[132,"2021-05-24T17:58:00","PRODEMEX",236037,1,"CLT-16","127/1","VE-51\nVE-55","800 CFM\n815 CFM",1050,"1/2",null,null,"CUBIERTA MOTOR",3.7037037037037033,"5CLTG1641050CM","EXT.CLTG-16 1/2M 1050RPM CUBRE"]
[133,"2021-05-24T17:58:00","PRODEMEX",236037,1,"CLT-20","230/3","VE-52","960 CFM",1000,"3/4",null,null,"CUBIERTA MOTOR",3.7037037037037033,"5CLTG20A1000CM","EXT.CLTG-20 3/4T 1000RPM CUBRE"]
[134,"2021-05-24T17:58:00","PRODEMEX",236037,2,"CLT-22","230/3","VE-53\nVE-54","2713 CFM",950,"1 1/2",null,null,"CUBIERTA MOTOR",3.7037037037037033,"5CLTG22C0950CM","EXT.CLTG-22 1.5T 950RPM CUBRE"]
[135,"2021-05-24T17:58:00","PRODEMEX",236037,1,"CLT-28","230/3","VE-56","5768 CFM",925,"5",null,null,"CUBIERTA MOTOR",3.7037037037037033,"5CLTG28F0925CM","Existe"]
[136,"2021-05-24T17:58:00","PRODEMEX",236037,2,"CLT-20","230/3","VE-57\nVE-58","1200 CFM",1000,"3/4",null,null,"CUBIERTA MOTOR",3.7037037037037033,"5CLTG20A1000CM","EXT.CLTG-20 3/4T 1000RPM CUBRE"]
[137,"2021-05-24T17:58:00","PRODEMEX",236037,1,"CLT-10","127/1","VE-59","400 CFM",1000,"1/4",null,null,"CUBIERTA MOTOR",3.7037037037037033,"5CLTG1021000CM","Existe"]
[138,"2021-05-24T17:58:00","PRODEMEX",236037,1,"CLT-10","127/1","VE-60","800 CFM",1425,"1/4",null,null,"CUBIERTA MOTOR",3.7037037037037033,"5CLTG1021425CM","EXT.CLTG-10 1/4M 1425RPM CUBRE"]
[139,"2021-05-24T17:58:00","PRODEMEX",236037,1,"CLT-7","127/1","VE-61","186 CFM",1100,"1/4",null,null,"CUBIERTA MOTOR",3.7037037037037033,"5CLTG7201100CM","Existe"]
[140,"2021-05-24T17:58:00","PRODEMEX",236037,1,"CLT-16","127/1","VE-62","1340 CFM",650,"1/4",null,null,"CUBIERTA MOTOR",3.7037037037037033,"5CLTG1620650CM","EXT.CLTG-16 1/4M 650RPM CUBRE"]
[141,"2021-05-24T17:58:00","PRODEMEX",236037,2,"CLT-22","230/3","VI-01\nVI-02","3600 CFM\n2400 CFM",1175,"3",null,null,"CUBIERTA MOTOR, CAJA PORTAFILTROS CON FILTROS METALICOS Y FILTROS MERV 8",3.7037037037037033,"5CLTG22E1175PF","EXT.CLTG-22 3T 1175RPM CUBREMO"]
[142,"2021-05-24T17:58:00","PRODEMEX",236037,1,"CMI-315","127/1","VE-63","1680 CFM",2025,"3/4",null,null,null,3.7037037037037033,"5CMI3155020250","EXT.CMI-315 3/4M 2025RPM"]
[143,"2021-05-24T17:58:00","PRODEMEX",236037,2,"CLT-10","127/1","VE-49\nVE-50","535 CFM",1250,"1/4",null,null,"CUBIERTA MOTOR",3.7037037037037033,"5CLTG102125CM","Existe"]
[144,"2021-05-24T17:58:00","PRODEMEX",236037,1,"CLT-10","127/1","VE-66","300 CFM",1075,"1/4",null,null,"CUBIERTA MOTOR",3.7037037037037033,"5CLTG1021075CM","EXT.CLTG-10 1/4M 1075RPM CUBRE"]
[145,"2021-05-24T17:58:00","PRODEMEX",236037,1,"CDAHF2-12/12","230/3","TAE-14","1600 CFM","1300","1",null,null,null,3.7037037037037033,"5CDAHF212B1301","EXT.CDAHF2-12/12 1T 1300RPM"]
[146,"2021-05-25T11:53:00","CYVSA",236136,1,"CDAHF1-9/9","230/3","-","1580 CFM","1375","1",null,null,"PORTAFILTRO CON FILTRO MERV 8",3.7037037037037033,"5CDAHF199B1375","EXT.CDAHF1-9/9 1T 1375RPM"]
[147,"2021-05-25T11:53:00","CYVSA",236136,1,"CDAHF1-9/9","230/3","-","1520 CFM","1225","3/4",null,null,"PORTAFILTRO CON FILTRO MERV 8",3.7037037037037033,"5CDAHF199A1225","EXT.CDAHF1-9/9 3/4T 1225RPM"]
[148,"2021-05-25T11:53:00","CYVSA",236136,1,"CMI-280","230/3","-","1390 CFM","1950","1/2",null,null,null,3.7037037037037033,"5CMI2809019550","Existe"]
[149,"2021-05-25T12:21:00","AMIGO DEL CHEF",236141,1,"CRVHT-18","230/3","-","-","1650","2",null,null,null,3.7037037037037033,"5CRVHT18D01650","Existe"]
[150,"2021-05-25T12:27:00","REFRIGERACION LOZANO",236142,1,"CRVLT-18","220/1","-","3838 CFM","1200","3/4",null,null,null,3.7037037037037033,"5CRVLT18501200","Existe"]
[151,"2021-05-25T12:27:00","REFRIGERACION LOZANO",236142,4,"CRVHT-18","115/1","-","5109 CFM","1600","2",null,null,null,3.7037037037037033,"5CRVHT18101600","Existe"]
[152,"2021-05-25T12:27:00","REFRIGERACION LOZANO",236142,2,"CRVHT-18","220/1","-","5105 CFM","1500","1 1/2",null,null,null,3.7037037037037033,"5CRVHT18701510","Existe"]
[153,"2021-05-25T12:27:00","REFRIGERACION LOZANO",236142,3,"CRVLT-16","115/1","-","2786 CFM","1200","3/4",null,null,null,3.7037037037037033,"5CRVLT16512000","Existe"]
[154,"2021-05-25T12:27:00","REFRIGERACION LOZANO",236142,1,"CRVLT-16","115/1","-","1973 CFM","750","1/4",null,null,null,3.7037037037037033,"5CRVLT16207500","EXT.CRVLT-16 1/4M 750RPM"]
[155,"2021-05-25T12:38:00","COMERCIALIZADORA VV",236143,1,"CMI-280","230/3","-","1900 CFM","2700","1",null,null,null,3.7037037037037033,"5CMI280B027250","Existe"]
[156,"2021-05-25T12:38:00","COMERCIALIZADORA VV",236143,1,"CMI-710","230/3","-","11900 CFM","1075","5",null,null,null,3.7037037037037033,"5CMI710F010750","EXT.CMI-710 5T 1075RPM"]
[157,"2021-05-25T16:34:00","CONSTRUCCIONES SERVICIOS Y DISTRIBUCIONES",236156,3,"CRVLT-22","230/3","VE-01","-","925","2",null,null,null,3.7037037037037033,"5CRVLT22D09250","Existe"]
[158,"2021-05-26T08:20:00","REFRIGERACION COMERCIAL TEHUACAN",236175,1,"CMI-500","230/3","-","-","1800","5",null,null,null,3.7037037037037033,"5CMI500F018000","Existe"]
[159,"2021-05-26T12:42:00","ECONOAIRE",236191,1,"CRHLT-16","127/1","-","2700 CFM","1100","3/4",null,null,null,3.7037037037037033,"5CRHLT16501100","EXT.CRHLT-16 3/4M 1100RPM"]
[160,"2021-05-27T08:43:00","REFRIGERACION LOZANO",236218,8,"CRVLT-16","127/1","-","-","1150","1",null,null,null,3.7037037037037033,"5CRVLT16601150","EXT.CRVLT-16 1M 1150RPM"]
[161,"2021-05-27T08:43:00","REFRIGERACION LOZANO",236218,19,"CRVLT-10","127/1","-","-","1675","1/3",null,null,null,3.7037037037037033,"5CRVLT10301675","Existe"]
[162,"2021-05-27T08:43:00","REFRIGERACION LOZANO",236218,3,"CRVLT-18","127/1","-","-","1200","1",null,null,null,3.7037037037037033,"5CRVLT18601200","Existe"]
[163,"2021-05-27T10:23:00","EXPERTOS EN VENTILACION",236227,4,"INY.DX-1500/18 3T","230/3","-","-","550","3",null,null,null,3.7037037037037033,"5IDXT15003S","Existe"]
[164,"2021-05-27T10:23:00","EXPERTOS EN VENTILACION",236227,2,"EDX-800","-","-","-","-","-",null,null,null,3.7037037037037033,"FORMATO","FORMATO"]
[165,"2021-05-27T10:33:00","RESURTIDORA DE AIRE Y CALEFACCION",236228,1,"CLT-20","220/1","-","1511 CFM","975","3/4",null,null,"CUBIERTA MOTOR",3.7037037037037033,"5CLTG2050975CM","EXT.CLTG-20 3/4M 975RPM CUBRE"]
[166,"2021-05-27T13:39:00","ABBACUS AIRE",236238,1,"CDAHF2-30/28","460/3","VE01","30,000 CFM","500","20",null,null,"LOUVERS PROTECCION EN SUCCION",3.7037037037037033,"5CDAHF2328N6LV","Existe"]
[167,"2021-05-27T15:41:00","EMALAG",236241,2,"I-WXT 1000-1 1/2-S","230/3","-","27,725 M3/HR","700","1 1/2",null,null,"INYECTOR, INCLUYE MALLA Y BANCO PORTA FILTRO, BRIDAS EN SUCCION Y DESCARGA",3.7037037037037033,"FORMATO","FORMATO"]
[168,"2021-05-27T09:06:00","CYVSA",236273,1,"TGT/6-1000-6/3","460/3","VEA-01","16530 CFM","1170","3",null,null,"ANGULO DE LA PALA F (14°)",3.7037037037037033,"5TGT61000630F","EXT.TGT-6-1000-6 3T 6P ANG.F"]
[169,"2021-05-27T09:06:00","CYVSA",236273,1,"CLT-36","460/3","VIP-01","12000 CFM","625","5",null,null,"CUBIERTA MOTOR, TAPA Y BRIDA PARA DESCARGA IZQUIERDA ",3.7037037037037033,"FORMATO","FORMATO"]
[170,"2021-05-27T09:20:00","BOREAL AIRE Y CONFORT",236274,1,"CME-630","230/3","-","6107 CFM","1275","5",null,null,"ARREGLO ANTICHISPA AMCA \"C\", MOTOR APEX 2-MO-065XUS",3.7037037037037033,"5CME630F127APX","EXT.CME-630 5T 1275RPM AMCA C"]
[171,"2021-05-31T08:41:00","AL MOTOR",236329,8,"CME-1000","230/3","-","45501 M3/HR","825","15",null,null,"ARREGLO ANTICHISPA AMCA \"C\", SELLO EN FLECHA Y MOTOR ESTANDAR",3.7037037037037033,"5CME1000M08250","EXT.CME-1000 15T 825RPM AMCA C"]
[172,"2021-05-31T09:00:00","LA MUÑO",236330,2,"CDAHF2-18/18","460/3","-","-","785","7 1/2",null,null,null,3.7037037037037033,"5CDAHF218G800","Existe"]
[173,"2021-05-31T09:00:00","LA MUÑO",236330,1,"CDAHF2-20/20","460/3","-","-","675","7 1/2",null,null,null,3.7037037037037033,"5CDAHF220G0675","EXT.CDAHF2-20/20 7.5T 675RPM"]
[174,"2021-05-31T09:00:00","LA MUÑO",236330,2,"CDAHF2-18/18","460/3","-","-","725","5",null,null,null,3.7037037037037033,"5CDAHF218F0725","Existe"]
[175,"2021-05-31T09:00:00","LA MUÑO",236330,1,"CDAHF2-22/22","460/3","-","-","590","7 1/2",null,null,null,3.7037037037037033,"5CDAHF222G0600","Existe"]
[176,"2021-05-31T09:00:00","LA MUÑO",236330,1,"CDAHF2-18/18","460/3","-","-","680","5",null,null,null,3.7037037037037033,"5CDAHF218F0700","Existe"]
[177,"2021-05-31T09:27:00","LA MUÑO",236333,2,"CRWLT-18","220/1","-","-","1300","1",null,null,null,3.7037037037037033,"5CRWLT18601300","Existe"]
[178,"2021-05-31T09:27:00","LA MUÑO",236333,4,"CRWLT-16","220/1","-","-","1300","3/4",null,null,null,3.7037037037037033,"5CRWLT16501300","Existe"]
[179,"2021-05-31T09:50:00","MYCAIR",236336,1,"CLT-36","230/3","-","-","700","7 1/2",null,null,null,3.7037037037037033,"5CLTG36G070000","Existe"]
[180,"2021-05-31T11:05:00","SOLUCIONES Y SERVICIOS EN AIRE",236338,1,"CME-500","460/3","-","-","1300","3",null,null,"ARREGLO ANTICHISPA AMCA \"C\", MOTOR ESTANDAR",3.7037037037037033,"5CME500E013000","EXT.CME-500 3T 1300RPM AMCA C"]
[181,"2021-05-31T11:20:00","EDISON MAQUINARIA",236341,2,"CMI-560","230/3/60","EXT-01 Y 02","7400 M3/HR","1300","5",null,null,null,3.7037037037037033,"5CMI560F013000","Existe"]
[182,"2021-05-31T11:20:00","EDISON MAQUINARIA",236341,2,"CDAH-18/18","230/3/60","EXT-03 Y 04","5900 M3/HR","550","2",null,null,null,3.7037037037037033,"5CDAH1818D5500","EXT.CDAH-18/18 2T 550RPM"]
[183,"2021-05-31T11:20:00","EDISON MAQUINARIA",236341,1,"CDAH-12/12","230/3/60","EXT-05","3900 M3/HR","950","2",null,null,null,3.7037037037037033,"5CDAH1212D0950","Existe"]
[184,"2021-05-31T11:20:00","EDISON MAQUINARIA",236341,2,"CMI-250","230/3/60","EXT-07 Y 10","1050 M3/HR","2100","1/3",null,null,null,3.7037037037037033,"5CMI250T021000","EXT.CMI-250 1/3T 2100RPM"]
[185,"2021-05-31T11:20:00","EDISON MAQUINARIA",236341,1,"CMI-250","127/1/60","EXT-09","350 CFM","1800","1/4",null,null,null,3.7037037037037033,"5CMI2502018000","Existe"]
[186,"2021-05-31T11:20:00","EDISON MAQUINARIA",236341,2,"CDAHF1-18/18","230/3/60","INY-01 Y 02","7500 CFM","650","5",null,null,null,3.7037037037037033,"5CDAHF118F6500","Existe"]
[187,"2021-05-31T11:20:00","EDISON MAQUINARIA",236341,2,"CDAHF1-18/18","230/3/60","INY-03 Y 04","7150 CFM","600","3",null,null,null,3.7037037037037033,"5CDAHF118E600","Existe"]
[188,"2021-05-31T11:20:00","EDISON MAQUINARIA",236341,1,"CDAHF1-18/18","230/3/60","INY-05","5500 CFM","550","2",null,null,null,3.7037037037037033,"5CDAHF118D0550","Existe"]
[189,"2021-05-31T13:42:00","ANGELICA LOPEZ LOME",236368,1,"CDAHF1-18/18","220/3","-","-","725","2",null,null,null,3.7037037037037033,"5CDAHF118D0725","EXT.CDAHF1-18/18 2T 725RPM"]
[190,"2021-05-31T13:42:00","ANGELICA LOPEZ LOME",236368,1,"CDAHF1-18/18","220/3","-","-","700","2",null,null,null,3.7037037037037033,"5CDAHF118D0700","EXT.CDAHF1-18/18 2T 700RPM"]
[191,"2021-05-31T14:02:00","T Y P ",236369,1,"CMI-250","460/3","-","-","3100","1",null,null,null,3.7037037037037033,"5CMI250B031060","Existe"]
[192,"2021-05-31T16:00:00","EXPERTOS EN VENTILACION",236388,1,"CDAHF2-12/12","220/3","-","-","1300","1 1/2",null,null,"FILTROS METALICOS Y MERV-13",3.7037037037037033,"5CDAHF212C1302","EXT.CDAHF2-12/12 1.5T 1300RPM"]
[193,"2021-05-31T16:14:00","QUE CALOR",236390,2,"CDAVF1-18/18","230/3","-","-","575","2",null,null,null,3.7037037037037033,"5CDAVF118D0575","EXT.CDAVF1-18/18 2T 575RPM"]
[194,"2021-05-31T16:29:00","RESURTIDORA DE AIRE Y CALEFACCION",236391,1,"CLTH-18","230/3","-","2478 CFM","1800","3",null,null,null,{"$f":"2/0.54","v":3.7037037037037033},"5CLTH18E018000","EXT.CLTH-18 3T 1800RPM"]
[195,"2021-05-31T16:46:00","AL MOTOR",236393,1,"CRHLT-10","127/1","VE 01","560 CFM",1550,"1/4",null,null,null,3.7037037037037033,"5CRHLT10215550","Existe"]
[196,"2021-05-31T16:46:00","AL MOTOR",236393,1,"CRHLT-14","127/1","VE 04","1500 CFM",1825,"3/4",null,null,null,3.7037037037037033,"5CRHLT14501825","EXT.CRHLT-14 3/4M 1825RPM"]
[197,"2021-05-31T16:46:00","AL MOTOR",236393,1,"CRVLT-18","230/3","VE 05","2800 CFM",1450,"1 1/2",null,null,null,3.7037037037037033,"5CRVLT18C01451","Existe"]
[198,"2021-05-31T16:46:00","AL MOTOR",236393,1,"CRVHT-18","230/3","VE 06","2800 CFM",1550,"1 1/2",null,null,null,3.7037037037037033,"5CRVHT18C15500","Existe"]
[199,"2021-05-31T16:46:00","AL MOTOR",236393,1,"CRHLT-18","127/1","VE 07","1880 CFM",1125,"1/2",null,null,null,3.7037037037037033,"5CRHLT18401125","Existe"]
[200,"2021-05-31T16:46:00","AL MOTOR",236393,1,"CRVHT-18","230/3","VE 09","3000 CFM",1550,"1 1/2",null,null,null,3.7037037037037033,"5CRVHT18C15500","REPETIDO 198"]
[201,"2021-05-31T16:46:00","AL MOTOR",236393,1,"CRHLT-18","230/3","VE 12","3348 CFM",1425,"1 1/2",null,null,null,3.7037037037037033,"5CRHLT18C01425","EXT.CRHLT-18 1.5T 1425RPM"]
[202,"2021-05-31T16:46:00","AL MOTOR",236393,1,"CRVHT-18","230/3","VE 13","2800 CFM",1525,"1 1/2",null,null,null,3.7037037037037033,"REPETIDO 198","REPETIDO 198"]
[203,"2021-05-31T16:46:00","AL MOTOR",236393,1,"CRHLT-18","230/3","VE 14","3340 CFM",1400,"1",null,null,null,3.7037037037037033,"5CRHLT18B01400","EXT.CRHLT-18 1T 1400RPM"]
[204,"2021-05-31T16:46:00","AL MOTOR",236393,1,"CMI-630","127/1","VI 01","5000 CFM",800,"1 1/2",null,null,null,3.7037037037037033,"5CMI6307080000","Existe"]
[205,"2021-05-31T17:55:00","COMERCIALIZADORA VV",236400,2,"CDAHF2-12/12","230/3","-","2240 CFM","800","3/4",null,null,null,3.7037037037037033,"5CDAHF212A0800","Existe"]
[206,"2021-05-31T17:55:00","COMERCIALIZADORA VV",236400,1,"CDAHF2-22/22","230/3","-","12960 CFM","625","7 1/2",null,null,null,3.7037037037037033,"5CDAHF222G0627","Existe"]
[207,"2021-05-31T17:55:00","COMERCIALIZADORA VV",236400,1,"CMI-630","230/3","-","7048 CFM","950","3",null,null,null,3.7037037037037033,"5CMI630E095000","Existe"]
[208,"2021-05-31T18:04:00","CLIMA ALFA",236401,2,"CCR-12/12","230/3","-","-","910","1 1/2",null,null,null,3.7037037037037033,"5CCR1212C09300","Existe"]
[209,"2021-05-31T19:37:00","MULTIEQUIPOS",236409,1,"CCL 18/18","230/3","-","-","900","2",null,null,"*PEDIDO CANCELADO*",3.7037037037037033]
[210,"2021-05-31T19:48:00","LETICIA VIDAL FERNANDEZ",236403,1,"CLT-16","127/1","-",2400,"975","1/2",null,null,null,3.7037037037037033,"5CLTG164097500","Existe"]
[211,"2021-05-31T19:48:00","LETICIA VIDAL FERNANDEZ",236403,1,"CLT-16","127/1","-",2000,"850","1/3",null,null,null,3.7037037037037033,"5CLTG163085000","EXT.CLTG-16 1/3M 850RPM"]

{"sheet":"JUNIO 2021","index":5,"n_rows":183,"n_cols":20,"rows_kept":183,"cut":false,"hidden":false,"merged":[[0,0,0,13],[0,15,0,18],[1,5,1,13]]}
["SIAC",{"$nulls":14},"ING. INDUSTRIAL"]
[{"$nulls":5},"CARACTERISTICAS DEL EQUIPO"]
["ITEM","FECHA SOLICITADA","Nombre Cliente ","PEDIDO","CANTIDAD","EQUIPO","Conexión","TAG","Caudal","R.P.M","MOTOR","GIRO","DESCARGA","OBSERVACIONES","FACTOR VENTA","Codigo","Descripción ","COSTO","PRECIO LISTA","FECHA ENTREGA"]
[1,"2021-06-03T10:18:00","REMA INGENIERIA Y PROYECTOS",236468,1,"CLDG-12 3/4 MF","220/1","-","1200 CFM","1725","3/4",null,null,"CAJA PORTAFILTROS CL: CON FILTROS METALICOS Y MERV 7 *PEDIDO CANCELADO*",{"$f":"2/0.54","v":3.7037037037037033}]
[2,"2021-06-03T11:56:00","AS SUMINISTROS",236462,4,"BDB-315","230/3","V-01","1200 CFM","3000","2",null,null,"*MOTOR DE 2 POLOS*",{"$f":"2/0.54","v":3.7037037037037033},"5BDBI315D03000","EXT.BDBI -315 2T 3000RPM"]
[3,"2021-06-03T11:56:00","AS SUMINISTROS",236462,2,"BDB-315","230/3","V-02","1600 CFM","2975","3",null,null,"*MOTOR DE 2 POLOS*",3.7037037037037033,"5BDBI315E02975","EXT.BDBI -315 3T 2975RPM"]
[4,"2021-06-03T09:40:00","ELECTROSUMINISTROS TERMICOS",236508,1,"DAL-16-H-2","230/3","-","-","500","2",null,null,null,3.7037037037037033,"5UDLHF16D05000","LAV.DALH-16 2T 500RPM"]
[5,"2021-06-03T12:17:00","INSOLSA",236477,1,"CLT-10","115/1","-","-","1550","1/4",null,null,"CUBIERTA MOTOR",3.7037037037037033,"5CLTG1021551CM","Existe"]
[6,"2021-06-03T12:17:00","INSOLSA",236477,1,"CLT-14","115/1","-","-","1150","1/3",null,null,"CUBIERTA MOTOR",3.7037037037037033,"5CLTG1431150CM","EXT.CLTG-14 1/3M 1150RPM CUBRE"]
[7,"2021-06-03T12:17:00","INSOLSA",236477,1,"CLT-14","460/3","-","-","1775","3/4",null,null,"CUBIERTA MOTOR",3.7037037037037033,"5CLTG14A1775CM","EXT.CLTG-14 3/4T 1775RPM CUBRE"]
[8,"2021-06-03T12:17:00","INSOLSA",236477,1,"CLT-16","460/3","-","-","1000","3/4",null,null,"CUBIERTA MOTOR",3.7037037037037033,"5CLTG16A1000CM","EXT.CLTG-16 3/4T 1000RPM CUBRE"]
[9,"2021-06-03T12:17:00","INSOLSA",236477,1,"CLT-22","460/3","-","-","975","2",null,null,"CUBIERTA MOTOR",3.7037037037037033,"5CLTG22D0975CM","EXT.CLTG-22 2T 975RPM CUBRE"]
[10,"2021-06-03T12:17:00","INSOLSA",236477,1,"CLT-26","460/3","-","-","750","2",null,null,"CUBIERTA MOTOR",3.7037037037037033,"5CLTG26D0750CM","EXT.CLTG-26 2T 750RPM CUBRE"]
[11,"2021-06-03T12:17:00","INSOLSA",236477,1,"TBN-T 400","460/3","-","-","1675","1 1/2",null,null,null,3.7037037037037033,"5TBNTI400C1675","EXT.TBNI-T-400 1.5T 1675RPM"]
[12,"2021-06-03T12:17:00","INSOLSA",236477,1,"CLDG-10 1/3 MF","115/1","-","-","1725","1/3",null,null,"CAJA PORTAFILTRO SIN FILTROS",3.7037037037037033,"5CLDG-1013PF","EXT.CLD-10 1/3M 4P PTA.FILTROS"]
[13,"2021-06-03T12:17:00","INSOLSA",236477,2,"CLT-14","115/1","-","-","1800","1",null,null,"CUBIERTA MOTOR + CAJA PORTAFILTRO SIN FILTROS",3.7037037037037033,"5CLTG1461800PF","EXT.CLTG-14 1M 1800RPM CUBRE"]
[14,"2021-06-03T12:17:00","INSOLSA",236477,1,"CLTH-18","460/3","-","-","1725","3",null,null,"CUBIERTA MOTOR + CAJA PORTAFILTRO SIN FILTROS",3.7037037037037033,"5CLTH18E1725PF","EXT.CLTH-18 3T 1725RPM CUBRE"]
[15,"2021-06-03T12:17:00","INSOLSA",236477,1,"CLT-22","460/3","-","-","1150","5",null,null,"CUBIERTA MOTOR + CAJA PORTAFILTRO SIN FILTROS",3.7037037037037033,"5CLTG22F1150PF","5CLTG22F1150PF"]
[16,"2021-06-03T12:17:00","INSOLSA",236477,1,"CLT-7","115/1","-","-","1700","1/4",null,null,"CUBIERTA MOTOR",3.7037037037037033,"5CLTG7201700CM","EXT.CLTG-7 1/4M 1700RPM CUBRE"]
[17,"2021-06-03T12:17:00","INSOLSA",236477,1,"CLT-7","115/1","-","-","1825","1/4",null,null,"CUBIERTA MOTOR",3.7037037037037033,"5CLTG7201825CM","Existe"]
[18,"2021-06-03T12:17:00","INSOLSA",236477,1,"CLT-16","115/1","-","-","925","1/2",null,null,"CUBIERTA MOTOR",3.7037037037037033,"5CLTG1640925CM","EXT.CLTG-16 1/2M 925RPM CUBRE"]
[19,"2021-06-03T12:17:00","INSOLSA",236477,1,"CLT-14","115/1","-","-","1125","1/4",null,null,"CUBIERTA MOTOR",3.7037037037037033,"5CLTG1421125CM","EXT.CLTG-14 1/4M 1125RPM CUBRE"]
[20,"2021-06-03T12:17:00","INSOLSA",236477,1,"CLT-14","115/1","-","-","1525","3/4",null,null,"CUBIERTA MOTOR",3.7037037037037033,"5CLTG1451525CM","Existe"]
[21,"2021-06-03T13:03:00","JER",236544,3,"I-DX-1500/36 10T","230/3","-","-","550","10",null,null,"INYECTOR",3.7037037037037033,"5IDX150010S","Existe"]
[22,"2021-06-07T08:22:00","GRUPO OREA INGENIERIA APLICADA",236579,1,"CEB-4000","220/1","-","-","1735","1 1/2",null,null,null,3.7037037037037033,"5CEB-4000","Existe"]
[23,"2021-06-07T08:30:00","EXPERTOS EN VENTILACION",236580,3,"CMI-710","230/3","-","-","775","2",null,null,"*YA NO TRABAJAR EN EL CODIGO*",3.7037037037037033]
[24,"2021-06-07T08:55:00","RCR REFRIGERACION",236528,76,"TFT/4-630-6/5","460/3","-","6,300 CFM","1750","5",null,null,"MALLA PROTECCION SUCCION",3.7037037037037033,"FORMATO"]
[25,"2021-06-07T08:55:00","RCR REFRIGERACION",236528,6,"I-HXA-4-1000/H","460/3","-","23,000 CFM","1765","7 1/2",null,null,"INYECTOR, INCLUYE MALLA PROTECCION SUCCION",3.7037037037037033,"FORMATO"]
[26,"2021-06-07T13:26:00","CLIMAS KONFORT",236599,4,"INY.DX-1800/32 10T","230/3","-","57,000 CFM","440","10",null,null,"INYECTOR",3.7037037037037033,"FORMATO","FORMATO"]
[27,"2021-06-07T13:26:00","CLIMAS KONFORT",236599,2,"INY.DX-1500/18 3T","230/3","-","26,400 CFM","550","3",null,null,"INYECTOR",3.7037037037037033,"5IDXT15003S","Existe"]
[28,"2021-06-07T13:26:00","CLIMAS KONFORT",236599,18,"INY.DX-1800/36 15T","230/3","-","64,800 CFM","400","15",null,null,"INYECTOR",3.7037037037037033,"FORMATO","FORMATO"]
[29,"2021-06-08T08:40:00","RC CLIMAS ",236625,1,"I-HGT-1000-1 1/2","230/3","-","-","700","1 1/2",null,null,null,3.7037037037037033,"FORMATO","FORMATO"]
[30,"2021-06-08T13:38:00","T Y P REFRIGERACION",236639,1,"CDAVF2-12/12","230/3","-","-","850","1/2",null,null,null,3.7037037037037033,"5CDAVF21290850","EXT.CDAVF2-12/12 1/2T 850RPM"]
[31,"2021-06-08T13:49:00","SOLUCIONES Y SERVICIOS EN AIRE",236640,2,"CLT-22","230/3","-","-","925","1 1/2",null,null,null,3.7037037037037033,"5CLTG22C092500","Existe"]
[32,"2021-06-08T16:54:00","JWA REFRIGERACION",236649,1,"CDAHF1-9/9","127/1","-","985 CFM","1000","1/3",null,null,null,3.7037037037037033,"5CDAHF19931025","Existe"]
[33,"2021-06-08T17:36:00","LUIS CARVAJAL","-",1,"WXT 800-3/4-S","230/3","-","-","700","1",null,null,"MOTOR 1 HP 2-MO-062US",3.7037037037037033,null,"NO SE GENERA-CORREO"]
[34,"2021-06-10T08:31:00","EDISON MAQUINARIA",236690,1,"CDAHF1-30/28","230/3","-","21000 CFM","450","10",null,null,null,3.7037037037037033,"5CDAHF1328H468","Existe"]
[35,"2021-06-10T08:36:00","AIRSA",236655,1,"CLT-16","127/1","-","-","1075","3/4",null,null,null,3.7037037037037033,"5CLTG165010750","EXT.CLTG-16 3/4M 1075RPM"]
[36,"2021-06-10T08:36:00","AIRSA",236655,1,"CLT-16","127/1","-","-","875","1/2",null,null,null,3.7037037037037033,"5CLTG164087500","EXT.CLTG-16 1/2M 875RPM"]
[37,"2021-06-10T08:36:00","AIRSA",236655,1,"CLT-16","127/1","-","-","825","1/3",null,null,null,3.7037037037037033,"5CLTG163082500","EXT.CLTG-16 1/3M 825RPM"]
[38,"2021-06-10T08:36:00","AIRSA",236655,1,"CLT-10","127/1","-","-","1025","1/4",null,null,null,3.7037037037037033,"5CLTG102010250","EXT.CLTG-10 1/4M 1025RPM"]
[39,"2021-06-10T15:48:00","GRUPO TORNADO",236719,2,"CMI-800","460/3","-","-","625","3",null,null,null,3.7037037037037033,"5CMI800E062500","EXT.CMI-800 3T 625RPM"]
[40,"2021-06-10T17:12:00","CYME",236726,1,"I-HGT-1250-1 1/2","230/3","-","16350 CFM","500","1 1/2",null,null,"INYECTOR",3.7037037037037033,"FORMATO","FORMATO"]
[41,"2021-06-10T17:12:00","CYME",236726,1,"CMI-400","127/1","VE-01","2400 CFM","1325","3/4",null,null,null,3.7037037037037033,"5CMI4005131500","Existe"]
[42,"2021-06-10T17:12:00","CYME",236726,1,"CMI-355","127/1","VE-02","2200 CFM","1600","3/4",null,null,null,3.7037037037037033,"5CMI3555016250","Existe"]
[43,"2021-06-10T17:12:00","CYME",236726,1,"CMI-280","127/1","VE-03","1150 CFM","1800","1/3",null,null,null,3.7037037037037033,"5CMI2803018000","Existe"]
[44,"2021-06-10T17:12:00","CYME",236726,1,"CMI-450","127/1","VE-04","3400 CFM","1250","1",null,null,null,3.7037037037037033,"5CMI4506012750","REPETIDO 46"]
[45,"2021-06-10T17:12:00","CYME",236726,1,"CMI-450","127/1","VE-05","3600 CFM","1300","1 1/2",null,null,null,3.7037037037037033,"5CMI4507130000","Existe"]
[46,"2021-06-10T17:12:00","CYME",236726,1,"CMI-450","127/1","VE-06","3550 CFM","1275","1",null,null,null,3.7037037037037033,"5CMI4506012750","EXT.CMI-450 1M 1275RPM"]
[47,"2021-06-10T17:12:00","CYME",236726,1,"CMI-315","127/1","VE-07","1800 CFM","1850","3/4",null,null,null,3.7037037037037033,"5CMI3155018750","REPETIDO 51"]
[48,"2021-06-10T17:12:00","CYME",236726,1,"CMI-315","127/1","VE-08","1400 CFM","1575","1/3",null,null,null,3.7037037037037033,"5CMI3153015750","Existe"]
[49,"2021-06-10T17:12:00","CYME",236726,1,"CMI-315","127/1","VE-09","1400 CFM","1575","1/3",null,null,null,3.7037037037037033,"5CMI3153015750","REPETIDO 48"]
[50,"2021-06-10T17:12:00","CYME",236726,1,"CRHLT-10","127/1","VE-10","600 CFM","1525","1/4",null,null,null,3.7037037037037033,"5CRHLT10201525","Existe"]
[51,"2021-06-10T17:12:00","CYME",236726,1,"CMI-315","127/1","VE-11","1800 CFM","1875","3/4",null,null,null,3.7037037037037033,"5CMI3155018750","EXT.CMI-315 3/4M 1875RPM"]
[52,"2021-06-10T17:12:00","CYME",236726,1,"CMI-400","127/1","VE-12","2400 CFM","1350","3/4",null,null,null,3.7037037037037033,"5CMI4005013750","Existe"]
[53,"2021-06-10T17:12:00","CYME",236726,1,"CMI-355","127/1","VE-13","2300 CFM","1675","3/4",null,null,null,3.7037037037037033,"5CMI3555170000","Existe"]
[54,"2021-06-10T17:12:00","CYME",236726,1,"CMI-280","127/1","VE-14","1100 CFM","1800","1/3",null,null,null,3.7037037037037033,"5CMI2803018000","REPETIDO 43"]
[55,"2021-06-11T09:38:00","COEL",236746,3,"HXM-350","127/1","-","-","1550","12 W",null,null,"PINTURA BLANCA CODIGO REFERENCIA 5HXM-250P",3.7037037037037033,"5HXM-350P","EXT.HXM-350 PINTURA BLANCO"]
[56,"2021-06-11T10:42:00","CYVSA",236752,1,"CRVLT-20","127/1","EF-01","2484 CFM","775","1/3",null,null,null,3.7037037037037033,"5CRVLT20307750","EXT.CRVLT-20 1/3M 775RPM"]
[57,"2021-06-11T17:32:00","CLIMAS KONFORT",236785,1,"CRHLT-12","230/3","-","1243 CFM","1575","1/3",null,null,null,3.7037037037037033,"5CRHLT12T01600","Existe"]
[58,"2021-06-14T08:39:00","LAMUÑO",236792,1,"RXT 1250-1 1/2-27/S","230/3","-","-","500","1 1/2",null,null,null,3.7037037037037033,"5NRXT125011227S","EXT.RXT 1250-1 1/2-27/S"]
[59,"2021-06-14T09:02:00","LAGUNA COMPRESORES",236794,1,"CRWLT-16","127/1","-","2385 CFM","1275","1 1/2",null,null,null,3.7037037037037033,"5CRWLT16701275","EXT.CRWLT-16 1.5M 1275PM"]
[60,"2021-06-15T10:19:00","IDSAA",236846,1,"CDAHF2-22/22","230/3","-","-","750","5",null,null,null,3.7037037037037033,"5CDAHF222F0751","EXT.CDAHF2-22/22 5T 750RPM"]
[61,"2021-06-15T10:19:00","IDSAA",236846,1,"CLT-30","230/3","-","-","550","1",null,null,null,3.7037037037037033,"5CLTG30B055000","EXT.CLTG-30 1T 550RPM"]
[62,"2021-06-15T12:21:00","CLIMAS ALFA",236860,1,"CME-315","230/3","-","-","1300","1/4",null,null,"MOTOR APEX 2-MO-140PX ARREGLO ANTICHISPA AMCA \"C\", SELLO EN FLECHA",3.7037037037037033,"5CME3158130APX","EXT.CME-315 1/4T 1300RPM APEX"]
[63,"2021-06-15T12:21:00","CLIMAS ALFA",236860,1,"CMX 250/4P","230/3","-","-","1750","1/4",null,null,"CMX 250, MOTOR APEX 2-MO-140PX, ARREGLO ANTICHISPA AMCA \"C\", SELLO EN FLECHA",3.7037037037037033,"5CMX2504817APX","EXT.CMX-250 1/4T 4P 1750RPM MO"]
[64,"2021-06-15T12:21:00","CLIMAS ALFA",236860,1,"CDAHF1-9/9","230/3","-","-","1150","1/2",null,null,null,3.7037037037037033,"5CDAHF19991150","EXT.CDAHF1-9/9 1/2T 1150RPM"]
[65,"2021-06-16T09:02:00","MIGA",236891,1,"CME-400","230/3","-","3527 CFM","1700","1 1/2","CW","UB","DESCARGA UB, ARREGLO ANTICHISPA AMCA \"C\", MOTOR APEX 2-MO-154XUS",3.7037037037037033,"5CME400C170APX","EXT.CME-400 1.5T 1700RPM 0"]
[66,"2021-06-16T13:20:00","GOMEZ VELA ANA LILIA",236907,10,"BDB-355","-","-","-","-","-","CW","TH","SIN BASTIDOR, SIN BASE MOTOR",{"$f":"2/0.54","v":3.7037037037037033},"5BDBI3550000SB","EXT.BDBI-355 S/M S/TRANS S/BAS"]
[67,"2021-06-16T16:24:00","THERMOKOLD INTERNACIONAL",236923,1,"CRVHT-18","230/3","VE-01","4090 CFM","1625","2",null,null,"GENERAR A 1625",3.7037037037037033,"5CRVHT18D01625","EXT.CRVHT-18 2T 1625RPM"]
[68,"2021-06-16T16:24:00","THERMOKOLD INTERNACIONAL",236923,1,"CRVHT-18","230/3","VE-02","3732 CFM","1525","1 1/2",null,null,"GENERAR A 1525",3.7037037037037033,"5CRVHT18C01525","EXT.CRVHT-18 1.5T 1525RPM"]
[69,"2021-06-17T08:36:00","ECOLOGIA ATMOSFERICA",235479,1,"CLT-14","127/1","-","1400 CFM","1250","1/2",null,null,null,3.7037037037037033,"5CLTG144012500","EXT.CLTG-14 1/2M 1250RPM"]
[70,"2021-06-17T09:25:00","EQUINOXSA MONTERREY",236940,1,"CRVLT-18","220/1","-","3507 CFM","1425","2",null,null,"GENERAR A 1425",3.7037037037037033,"5CRVLT18101425","EXT.CRVLT-18 2M 1425RPM"]
[71,"2021-06-17T09:25:00","EQUINOXSA MONTERREY",236940,1,"CRVLT-16","220/1","-","2846 CFM","1475","2",null,null,null,3.7037037037037033,"5CRVLT16101475","EXT.CRVLT-16 2M 1475RPM"]
[72,"2021-06-17T10:53:00","PRODEMEX",236945,2,"CLT-26","230/3","VE-70","4260 CFM",625,"1",null,null,"CUBIERTA MOTOR",3.7037037037037033,"5CLTG26B0625CM","Existe"]
[73,"2021-06-17T10:53:00","PRODEMEX",236945,2,"CLT-22","230/3","VE-72","3297 CFM",900,"1 1/2",null,null,"CUBIERTA MOTOR",3.7037037037037033,"5CLTG22C0900CM","Existe"]
[74,"2021-06-17T10:53:00","PRODEMEX",236945,1,"CLT-10","127/1","VE-74","450 CFM",1725,"1/4",null,null,"CUBIERTA MOTOR",3.7037037037037033,"5CLTG1021725CM","EXT.CLTG-10 1/4M 1725RPM CUBRE"]
[75,"2021-06-17T10:53:00","PRODEMEX",236945,2,"CLT-12","127/1","VE-75","650 CFM",1575,"1/2",null,null,"CUBIERTA MOTOR",3.7037037037037033,"5CLTG1241600CM","Existe"]
[76,"2021-06-17T10:53:00","PRODEMEX",236945,1,"CLT-12","127/1","VE-77","450 CFM",1100,"1/4",null,null,"CUBIERTA MOTOR",3.7037037037037033,"5CLTG122111CM","Existe"]
[77,"2021-06-17T10:53:00","PRODEMEX",236945,1,"CLT-12","230/3","VE-78","1250 CFM",1675,"3/4",null,null,"CUBIERTA MOTOR",3.7037037037037033,"5CLTG12A1675CM","EXT.CLTG-12 3/4T 1675RPM CUBRE"]
[78,"2021-06-17T10:53:00","PRODEMEX",236945,1,"PL-304","460/3","VE-79","1000 CFM","1765","2",null,null,"460 V",3.7037037037037033,"5PL-304460V","EXT.PL-30 2TF 4P 460V"]
[79,"2021-06-17T10:53:00","PRODEMEX",236945,1,"CLT-12","127/1","VE-80","960 CFM",1450,"1/2",null,null,"CUBIERTA MOTOR",3.7037037037037033,"5CLTG1241450CM","Existe"]
[80,"2021-06-17T10:53:00","PRODEMEX",236945,1,"CLT-12","127/1","VE-81","960 CFM",1450,"1/2",null,null,"CUBIERTA MOTOR",3.7037037037037033,"5CLTG1241450CM","REPETIDO"]
[81,"2021-06-17T17:37:00","REACLIMA",236966,2,"TBN-T-500","220/1","-","3200 CFM","1050","1",null,null,"EQUIPOS DISPONIBLES EN PT",3.7037037037037033,"5TBNTI50061050","EXT.TBNI-T-500 1M 1050RPM"]
[82,"2021-06-21T10:36:00","AVANTE",237021,2,"CMX 450/4P","460/3","-","9287 M3/HR","1750","3",null,null,"MALLA EN SUCCION, BRIDA EN DESCARGA, INTERRUPTOR IP 65",3.7037037037037033,"5CMX450E0175MA","EXT.CMX-450 3T 1750RPM MALLA"]
[83,"2021-06-21T11:29:00","IMPORTACIONES CORTES",237026,2,"HXP-4-1000/H","460/3","-","1725","1725","7 1/2",null,null,"MOTOR APEX 2-MO-076XUS",3.7037037037037033,"5HXP4-1000/HPX","EXT.HXP-4-1000/H 7.5HP TF"]
[84,"2021-06-21T12:26:00","SOLUCIONES CULINARIAS NARVARTE",237027,2,"CMI-710","230/3","VE 01 Y 02","12000 CFM","1100","7 1/2",null,null,null,3.7037037037037033,"5CMI710G010950","Existe"]
[85,"2021-06-21T12:26:00","SOLUCIONES CULINARIAS NARVARTE",237027,3,"CMI-800","230/3","VE 03 - 05","15000 CFM","1075","10",null,null,null,3.7037037037037033,"5CMI800H110000","Existe"]
[86,"2021-06-21T12:26:00","SOLUCIONES CULINARIAS NARVARTE",237027,1,"CMI-400","230/3","VE 10","2200 CFM","1300","3/4",null,null,null,3.7037037037037033,"5CMI400A013250","Existe"]
[87,"2021-06-21T12:26:00","SOLUCIONES CULINARIAS NARVARTE",237027,1,"CDAHF2-20/20","230/3","VI-01","8000 CFM","800","5",null,null,null,3.7037037037037033,"5CDAHF220F0801","Existe"]
[88,"2021-06-21T12:26:00","SOLUCIONES CULINARIAS NARVARTE",237027,2,"CDAHF2-18/18","230/3","VE-02 Y 03","4500 CFM","825","3",null,null,null,3.7037037037037033,"5CDAHF218E0819","Existe"]
[89,"2021-06-21T16:45:00","EXPERTOS EN VENTILACION",237063,1,"CDAHF2-9/9","127/1","-","-","825","1/4",null,null,null,3.7037037037037033,"5CDAHF29208250","EXT.CDAHF2-9/9 1/4M 825RPM"]
[90,"2021-06-22T09:32:00","QUE CALOR",237088,1,"CDAHF2-20/20","230/3","-","-","675","3",null,null,null,3.7037037037037033,"5CDAHF220E0675","Existe"]
[91,"2021-06-22T09:32:00","QUE CALOR",237088,2,"CMI-560","230/3","-","-","1000","1 1/2",null,null,null,3.7037037037037033,"5CMI560C100030","Existe"]
[92,"2021-06-22T09:43:00","JOSE JUAN CURIEL ORDAZ",237089,2,"WXT 1250-1 1/2-S","230/3","-","-","500","1 1/2",null,null,"MALLA PROT. SUCCION, BRIDAS SUCCION Y DESCARGA",3.7037037037037033,"5WXT125015SMA","EXT.WXT-1250 1.5T 500RPM MALLA"]
[93,"2021-06-22T23:12:00","EXPERTOS EN VENTILACION",237095,10,"CDAHF1-36/36","440/3","-","-","325","15",null,null,null,3.7037037037037033,"5CDAHF136M0325","EXT.CDAHF1-36/36 15T 6P 325RPM"]
[94,"2021-06-22T16:48:00","TRANE",237115,1,"CRHLT-16","127/1","-","2250 CFM","1075","3/4",null,null,null,3.7037037037037033,"5CRHLT16501100","Existe"]
[95,"2021-06-22T16:48:00","TRANE",237115,6,"DX-1250/H 3T","460/3","-","16500 CFM","610","3",null,null,null,3.7037037037037033,"5DX12503S","Existe"]
[96,"2021-06-23T09:57:00","EXPERTOS EN VENTILACION",237145,1,"CRHLT-42","230/3","-","-","475","5",null,null,null,3.7037037037037033,"5CRHT42F047400","Existe"]
[97,"2021-06-23T11:27:00"," IDSAA TECHNOLOGIES",237152,3,"BIL-355","220/3","-","-","2000","1",null,null,"EQUIPOS DISPONIBLES EN PT",3.7037037037037033,"5BIL355B020000","EXT.BIL-355 1T 2000RPM"]
[98,"2021-06-23T11:52:00","TECHNO COMFORT HVAC",237156,8,"I-HGT-1250-3","230/3","VE-1751-003","19852 CFM","610","3",null,null,"INYECTOR",3.7037037037037033,"FORMATO","FORMATO"]
[99,"2021-06-23T11:52:00","TECHNO COMFORT HVAC",237156,2,"CMI-315","220/1","VI-1751-009","1503 CFM",1775,"3/4",null,null,null,3.7037037037037033,"5CMI3155018000","Existe"]
[100,"2021-06-23T11:52:00","TECHNO COMFORT HVAC",237156,1,"CMI-250","220/1","VE-1751-013","862 CFM",2125,"1/3",null,null,null,3.7037037037037033,"5CMI2503213500","Existe"]
[101,"2021-06-23T11:52:00","TECHNO COMFORT HVAC",237156,2,"CMI-280","220/1","VE-1751-017","1200 CFM",1800,"1/3",null,null,null,3.7037037037037033,"5CMI2803018000","Existe"]
[102,"2021-06-23T11:52:00","TECHNO COMFORT HVAC",237156,1,"CMI-355","220/1","VE-1751-008","2733 CFM","1975","1 1/2",null,null,null,3.7037037037037033,"5CMI3557019750","Existe"]
[103,"2021-06-23T13:04:00","I.MONTSERRAT",237183,1,"CLT-18","127/1","VE-S1-01","3040 CFM","1050","1/2",null,null,"CUBIERTA MOTOR",3.7037037037037033,"5CLTG1841050CM","EXT.CLTG-18 1/2M 1050RPM CUBRE"]
[104,"2021-06-23T13:04:00","I.MONTSERRAT",237183,1,"CDAHF2-22/22","460/3","UV-01","14865 CFM","525","10",null,null,null,3.7037037037037033,"5CDAHF222H0525","EXT.CDAHF2-22/22 10T 525RPM"]
[105,"2021-06-23T13:25:00","PRODEMEX",237064,1,"CLDG-12 3/4 MF","127/1","VE-84","1050 CFM","1725","3/4",null,null,"SWITCH IP 65",3.7037037037037033,"5CLDG12501725S","EXT.CLDG-12 3/4M 4P SW"]
[106,"2021-06-23T16:17:00","PRODEMEX",237194,5,"CMI-355","460/3","QX-01 AL 05","2000 CFM",1450,"1/2",null,null,null,3.7037037037037033,"5CMI3559014500","Existe"]
[107,"2021-06-23T16:17:00","PRODEMEX",237194,1,"CMI-280","230/3","ENDOSCOPIA","1463 CFM",2075,"1/2",null,null,null,3.7037037037037033,"5CMI2809020750","EXT.CMI-280 1/2T 2075RPM"]
[108,"2021-06-23T16:17:00","PRODEMEX",237194,2,"CMI-250","127/1","AISLADO ENDOSCOPIA","750 CFM",2075,"1/4",null,null,null,3.7037037037037033,"5CMI2502020750","Existe"]
[109,"2021-06-23T16:17:00","PRODEMEX",237194,1,"CDAHF2-12/12","127/1","ENDOSCOPIA","1000 CFM",975,"1/2",null,null,null,3.7037037037037033,"5CDAHF21240975","EXT.CDAHF2-12/12 1/2M 975RPM"]
[110,"2021-06-23T16:17:00","PRODEMEX",237194,1,"CMI-280","127/1","AMPLIACION CEYE","1357 CFM",1900,"1/3",null,null,null,3.7037037037037033,"5CMI2803191600","Existe"]
[111,"2021-06-23T17:12:00","GOMEZ VELA ANA LILIA",237078,1,"CMI-500","-","-","-","-","-",null,null,"S/M , CCW, DESCARGA UB 0°",3.7037037037037033,"5CMI5000000IUB","Existe"]
[112,"2021-06-24T10:42:00","REACLIMA",237217,1,"CCR-18/18","220/1","-","6000 CFM","625","2",null,null,"DESCARGA VERTICAL HACIA ABAJO",3.7037037037037033,"5CCR1818106250","EXT.CCR-18/18 2M 625RPM"]
[113,"2021-06-24T10:47:00","IDSAA",237219,2,"CLT-12","220/3","-","-","1500","1/2",null,null,null,3.7037037037037033,"5CLTG129015000","Existe"]
[114,"2021-06-24T10:47:00","IDSAA",237219,1,"CLT-18","220/3","-","-","1125","1",null,null,null,3.7037037037037033,"5CLTG18B112500","Existe"]
[115,"2021-06-24T11:17:00","SOLUCIONES Y SERVICIOS EN AIRE",237224,1,"CME-500","460/3","-","-","1300","3",null,null,"ARREGLO ANTICHISPA AMCA \"C\", MOTOR ESTANDAR",3.7037037037037033,"5CME500E013000","Existe"]
[116,"2021-06-24T12:13:00","IDSAA",236846,1,"CLT-30","230/3","-","-","550","1",null,null,"CAJA PORTAFILTROS INCLUYE: FILTROS METALICOS (1RA) Y  FILTROS MERV7 (2DA)",3.7037037037037033,"5CLTG30B0550PF","EXT.CLTG-30 1T 550RPM PTA.FILT"]
[117,"2021-06-25T12:04:00","IALSA",237254,2,"WXT 800-3/4-S","460/3","VE-12 Y 13","-","700","3/4",null,null,"MALLA EN ASPIRACION, PERSIANA DE EXTRACION (WX)",3.7037037037037033,"5WXT80034700PM","EXT.WXT-800 3/4T 700RPM MALLA"]
[118,"2021-06-25T12:04:00","IALSA",237254,2,"HEP-400","460/3","VE-17","-","1725","1/4",null,null,"460 V",3.7037037037037033,"5HEP400460V","Existe"]
[119,"2021-06-25T12:04:00","IALSA",237254,2,"HGT-1000-3/4","460/3","VE-21 Y 22","-","550","3/4",null,null,"460 V",3.7037037037037033,"5HGT1000L460V","Existe"]
[120,"2021-06-25T14:06:00","CLIMAS DE COATZACOALCOS",237060,1,"CET-2600","127/1","-","-","1755","3/4","CCW",null,"CCW",3.7037037037037033,"FORMATO","FORMATO"]
[121,"2021-06-25T15:53:00","ADOCASA",237272,2,"DA-18/18","127/1","-","-","350","1",null,null,null,3.7037037037037033,"5DA18186035000","EXT.DA-18/18 1M 6P 350RPM"]
[122,"2021-06-25T16:26:00","EQUIPOS Y MAQUINARIA DEL CENTRO",237284,1,"DAL-9-H-1 1/2","230/3","-","5102 CFM","630","1 1/2",null,null,null,3.7037037037037033,"5UDLHF9C062000","Existe"]
[123,"2021-06-28T10:39:00","EDISON MAQUINARIA",237325,2,"DAL-72-H-20","460/3","PE 0.88","36534 PCM","451","20",null,null,null,3.7037037037037033,"5DLHF72N004500","Existe"]
[124,"2021-06-28T12:18:00","BARCEL",237332,2,"CRVHT-33","230/3","-","-","750","5",null,null,"SWITCH IP 65",3.7037037037037033,"5CRVHT33F0751S","EXT.CRVHT-33 5T 750RPM SW"]
[125,"2021-06-28T16:54:00","SOLUCIONES CULINARIAS NARVARTE",237346,3,"CRVLT-18","220/1","VEK 01 Y 07","2700 CFM","1425","1 1/2",null,null,"GENERAR A 1425, TRAMPA DE GRASA",3.7037037037037033,"5CRVLT187142TG","EXT.CRVLT-18 1.5M 1425RPM TG"]
[126,"2021-06-28T16:54:00","SOLUCIONES CULINARIAS NARVARTE",237346,19,"CRVLT-18","220/1","VEK 03 AL 05, \n08 AL 10 Y \nVEK 22","2700 CFM","1400","1 1/2",null,null,"GENERAR A 1400,  TRAMPA DE GRASA",3.7037037037037033,"5CRVLT187140TG","EXT.CRVLT-18 1.5M 1400RPM TG"]
[127,"2021-06-28T16:54:00","SOLUCIONES CULINARIAS NARVARTE",237346,3,"CCR-18/18","220/1","VIPB 01 AL 01","5400 CFM","625","2",null,null,"GENERAR A 625",3.7037037037037033,"5CCR1818106250","Existe"]
[128,"2021-06-29T08:36:00","CLIMA REAL",237369,1,"CDAHF1-12/12","220/3","-","-","1110","3/4",null,null,"FILTRO PLISADO MERV 7, EN LUGAR DEL METALICO",3.7037037037037033,"5CDAHF112A1101","EXT.CDAHF1-12/12 3/4T 1100RPM"]
[129,"2021-06-29T08:36:00","CLIMA REAL",237369,1,"CRVLT-14","220/3","-","-","1725","1/2",null,null,null,3.7037037037037033,"5CRVLT14901750","Existe"]
[130,"2021-06-29T08:55:00","JULIO CESAR GARCIA",237370,5,"DAL-25-V-5","230/3","-","-","490","5",null,null,"DESCARGA VERTICAL INFERIOR, LOUVER EN SUCCION Y SWITCH IP 65",{"$f":"2/0.54","v":3.7037037037037033},"5UDLVF25F500LV","LAV.DALV-25 5T 490RPM LV SW"]
[131,"2021-06-29T10:26:00","IALSA",237254,1,"HXA-4-800/L0","460/3","VE-19","6133 CFM","1725","1 1/2",null,null,"460 V, MOTOR APEX 2-MO-154XUS",3.7037037037037033,"5HXA4-800/L0PX","EXT.HXA-4-800/L0 1.5HP TF MOT."]
[132,"2021-06-29T10:28:00","EXPERTOS EN VENTILACION",237376,1,"CDAH-30/28","220/3","-","-","475","15",null,null,null,3.7037037037037033,"5CDAH328M04750","EXT.CDAH-30/28 15T 475RPM"]
[133,"2021-06-29T10:53:00","TRANE",237378,1,"CDAH-7/7","127/1","-","660 CFM","1025","1/4",null,null,null,3.7037037037037033,"5CDAH772010250","Existe"]
[134,"2021-06-29T11:29:00","DCI3",237384,1,"CLT-14","460/3","VE-08","-","1800","1",null,null,"CUBIERTA MOTOR",3.7037037037037033,"5CLTG14B1800CM","EXT.CLTG-14 1T 1800RPM CUBRE"]
[135,"2021-06-29T11:29:00","DCI3",237384,1,"CLT-16","460/3","VE-09","-","1500","1 1/2",null,null,"CUBIERTA MOTOR",3.7037037037037033,"5CLTG16C1500CM","EXT.CLTG-16 1.5T 1500RPM CUBRE"]
[136,"2021-06-29T11:29:00","DCI3",237384,2,"CLT-12","460/3","VE-10 A","-","1800","3/4",null,null,"CUBIERTA MOTOR",3.7037037037037033,"5CLTG12A1801CM","EXT.CLTG-12 3/4T 1800RPM CUBRE"]
[137,"2021-06-29T16:35:00","HVAC MECHANICAL CONTRACTOR",237454,1,"CRVLT-42","230/3","EF-04","-","450","5",null,null,null,3.7037037037037033,"5CRVT42F045000","EXT.CRVT-42 5T 450RPM"]
[138,"2021-06-29T16:46:00","HVAC MECHANICAL CONTRACTOR",237460,1,"CRHLT-10","230/3","EF-05","-",1725,"1/3",null,null,null,3.7037037037037033,"5CRHLT10T01725","EXT.CRHLT-10 1/3T 1725RPM"]
[139,"2021-06-29T16:46:00","HVAC MECHANICAL CONTRACTOR",237460,1,"CRVLT-12","230/3","EF-06","-",1675,"1/2",null,null,null,3.7037037037037033,"5CRVLT12901675","EXT.CRVLT-12 1/2T 1675RPM"]
[140,"2021-06-29T16:46:00","HVAC MECHANICAL CONTRACTOR",237460,1,"CRHLT-10","230/3","EF-07","-",1725,"1/3",null,null,null,3.7037037037037033,"5CRHLT10T01725","REPETIDO"]
[141,"2021-06-29T16:46:00","HVAC MECHANICAL CONTRACTOR",237460,1,"CCR-12/12","230/3","SF-01","-",950,"3/4",null,null,null,3.7037037037037033,"5CCR1212A09500","EXT.CCR-12/12 3/4T 950RPM"]
[142,"2021-06-29T17:36:00","AL MOTOR",237467,3,"CMI-250","127/1","-","-","2400","1/2",null,null,null,3.7037037037037033,"5CMI2504024000","Existe"]
[143,"2021-06-29T17:36:00","AL MOTOR",237467,2,"CMI-280","127/1","-","-","2200","3/4",null,null,null,3.7037037037037033,"5CMI2805220000","Existe"]
[144,"2021-06-29T17:36:00","AL MOTOR",237467,3,"CMI-315","127/1","-","-","2100","1",null,null,null,3.7037037037037033,"5CMI3156021000","Existe"]
[145,"2021-06-29T17:36:00","AL MOTOR",237467,2,"CMI-355","127/1","-","-","2000","1 1/2",null,null,null,3.7037037037037033,"5CMI3557201000","Existe"]
[146,"2021-06-29T17:36:00","AL MOTOR",237467,3,"CMI-400","127/1","-","-","1800","2",null,null,null,3.7037037037037033,"5CMI4001018000","Existe"]
[147,"2021-06-29T18:47:00","AL MOTOR",237472,1,"DAL-16-H-3","230/3","-","-","500","3",null,null,null,3.7037037037037033,"5UDLHF16E04920","Existe"]
[148,"2021-06-29T19:21:00","DISEÑO E INSTALACIONES ESPECIALES",237486,2,"RXT 1250-3-27/S","230/3","-","-","610","3",null,null,null,3.7037037037037033,"5NRXT1250327S","Existe"]
[149,"2021-06-30T09:05:00","MULTIEQUIPOS",237495,2,"CRVLT-12","220/1","-","-",1350,"1/4",null,null,null,3.7037037037037033,"5CRVLT12201350","Existe"]
[150,"2021-06-30T09:05:00","MULTIEQUIPOS",237495,2,"CRVLT-14","220/1","-","-",1525,"3/4",null,null,null,3.7037037037037033,"5CRVLT14501525","Existe"]
[151,"2021-06-30T09:05:00","MULTIEQUIPOS",237495,3,"CRVLT-16","220/1","-","-",1375,"1",null,null,null,3.7037037037037033,"5CRVLT16601380","Existe"]
[152,"2021-06-30T09:05:00","MULTIEQUIPOS",237495,3,"CRVLT-18","220/1","-","-",1300,"1 1/2",null,null,null,3.7037037037037033,"5CRVLT18701300","Existe"]
[153,"2021-06-30T09:05:00","MULTIEQUIPOS",237495,2,"CRVLT-20","220/1","-","-",1000,"2",null,null,null,3.7037037037037033,"5CRVLT20101000","Existe"]
[154,"2021-06-30T09:05:00","MULTIEQUIPOS",237495,2,"CRHLT-16","230/3","-","-","1250","3/4",null,null,null,3.7037037037037033,"5CRHLT16A01275","Existe"]
[155,"2021-06-30T09:49:00","AL MOTOR",237502,4,"I-WXD 1000-1 1/2-6P/L/A","460/3","-","11237 CFM","1140","1 1/2",null,null,"INYECTOR, MALLA EN DESCARGA, BANCO PORTAFILTROS CON FILTROS MERV-7 EN SUCCION, PERSIANA DE INYECCION CON MECANISMO EN SUCCION, BRIDAS",3.7037037037037033,"FORMATO","FORMATO"]
[156,"2021-06-30T21:04:00","CLIO CLIMATIZACION DE OCCIDENTE ",237666,1,"CLT-12","127/1","VI-02","-","1125","1/4",null,null,"CUBIERTA MOTOR",3.7037037037037033,"5CLTG12211CM","Existe"]
[157,"2021-06-30T21:04:00","CLIO CLIMATIZACION DE OCCIDENTE ",237666,1,"CLT-14","127/1","VI-03","-","1450","1/2",null,null,"CUBIERTA MOTOR",3.7037037037037033,"5CLTG1441450CM","EXT.CLTG-14 1/2M 1450RPM CUBRE"]
[158,"2021-06-30T21:04:00","CLIO CLIMATIZACION DE OCCIDENTE ",237666,1,"CLT-16","460/3","VE-03","-","950","1/2",null,null,"CUBIERTA MOTOR",3.7037037037037033,"5CLTG1690950CM","Existe"]
[159,"2021-06-30T21:04:00","CLIO CLIMATIZACION DE OCCIDENTE ",237666,1,"CMI-500","460/3","VE-20","-","1000","3/4",null,null,null,3.7037037037037033,"5CMI500A100000","Existe"]
[160,"2021-06-30T21:04:00","CLIO CLIMATIZACION DE OCCIDENTE ",237666,1,"CMI-250","220/3","VE-30","-","1750","1/4",null,null,null,3.7037037037037033,"5CMI2508017500","EXT.CMI-250 1/4T 1750RPM"]
[161,"2021-06-30T21:04:00","CLIO CLIMATIZACION DE OCCIDENTE ",237666,1,"CMI-250","220/3","VE-31","-","1750","1/4",null,null,null,3.7037037037037033,"5CMI2508017500","REPETIDO"]
[162,"2021-06-30T21:04:00","CLIO CLIMATIZACION DE OCCIDENTE ",237666,1,"CMI-900","460/3","VE-25","-","575","3",null,null,null,3.7037037037037033,"5CMI900E057500","Existe"]
[163,"2021-06-30T21:04:00","CLIO CLIMATIZACION DE OCCIDENTE ",237666,1,"CLT-16","460/3","VI-14","-","1550","2",null,null,"CUBIERTA MOTOR",3.7037037037037033,"5CLTG16D1550CM","EXT.CLTG-16 2T 1550RPM CUBRE"]
[164,"2021-06-30T21:04:00","CLIO CLIMATIZACION DE OCCIDENTE ",237666,1,"CLT-10","460/3","VE-12","-","1225","1/4",null,null,"CUBIERTA MOTOR",3.7037037037037033,"5CLTG1081225CM","EXT.CLTG-10 1/4T 1225RPM CUBRE"]
[165,"2021-06-30T21:04:00","CLIO CLIMATIZACION DE OCCIDENTE ",237666,1,"CLT-10","127/1","VE-22","-","1500","1/4",null,null,"CUBIERTA MOTOR",3.7037037037037033,"5CLTG1021500CM","EXT.CLTG-10 1/4M 1500RPM CUBRE"]
[166,"2021-06-30T21:04:00","CLIO CLIMATIZACION DE OCCIDENTE ",237666,1,"CMI-355","220/3","VE-27","-","1900","1",null,null,null,3.7037037037037033,"5CMI355B019000","Existe"]
[167,"2021-06-30T21:04:00","CLIO CLIMATIZACION DE OCCIDENTE ",237666,1,"CMI-355","220/3","VE-28","-","1850","1",null,null,null,3.7037037037037033,"5CMI355B018500","EXT.CMI-355 1T 1850RPM"]
[168,"2021-06-30T21:45:00","GRUPO ALCIONE",237677,1,"DAL-16-H-3","230/3","-","8500 CFM","548","3",null,null,"PORTAFILTRO CON FILTROS PLISADOS (MERV 8),  LOUVERS DE PROTECCION EN SUCCION",3.7037037037037033,"5UDLHF16E550PF","LAV.DALH-16 3T 550RPM PTA.FIL"]
[169,"2021-06-30T21:56:00","WEG TRANSFORMADORES MEXICO",237678,4,"CMI-250","230/3","-","3174 M3/HR","3850","1 1/2",null,null,"DISCO DE ENFIRMAIENTO, SELLO EN FLECHA Y RECUBRIMIENTO DE ALUMINIO PARA ALTA TEMPERATURA *MOTOR DE 2P*  PEDIDO CANCELADO",3.7037037037037033]
[170,"2021-06-30T22:31:00","CLIMAS OPCION",237680,1,"CMI-450","230/3","-","3767 CFM","1725","3",null,null,null,3.7037037037037033,"5CMI450E017250","Existe"]
[171,"2021-06-30T22:54:00","AIRESISTEMAS DE OCCIDENTE",237685,1,"CDAHF1-12/12","220/1","-","1535 CFM","1025","3/4",null,null,null,3.7037037037037033,"5CDAHF11251025","EXT.CDAHF1-12/12 3/4M 1025RPM"]
[172,"2021-06-30T22:54:00","AIRESISTEMAS DE OCCIDENTE",237685,1,"CMI-315","220/1","-","800 CFM","1350","1/2",null,null,null,3.7037037037037033,"5CMI3154013500","EXT.CMI-315 1/2M 1350RPM"]
[173,"2021-06-30T22:54:00","AIRESISTEMAS DE OCCIDENTE",237685,1,"CMI-400","220/1","-","1535 CFM","1250","3/4",null,null,null,3.7037037037037033,"5CMI4005012500","EXT.CMI-400 3/4M 1250RPM"]
[174,"2021-06-30T23:10:00","VALVERDE FLORES IRMA OLIVIA",237686,1,"HEP 500","230/3","-","-","1740","1/2",null,null,"INYECTOR",3.7037037037037033,null,"NO SE GENERA"]
[175,"2021-06-30T23:19:00","REFRIGERACION LOZANO",237687,5,"CRVLT-16","220/1","-","2910 CFM","1150","1",null,null,null,3.7037037037037033,"5CRVLT16601150","Existe"]
[176,"2021-06-30T23:19:00","REFRIGERACION LOZANO",237687,1,"CRVLT-18","220/1","-","4057 CFM","1200","1",null,null,null,3.7037037037037033,"5CRVLT18601200","Existe"]
[177,"2021-06-30T23:19:00","REFRIGERACION LOZANO",237687,4,"CRVLT-18","220/1","-","3838 CFM","1200","3/4",null,null,null,3.7037037037037033,"5CRVLT18501200","Existe"]
[178,"2021-06-30T23:19:00","REFRIGERACION LOZANO",237687,1,"CRVHT-18","115/1","-","5409 CFM","1600","2",null,null,null,3.7037037037037033,"5CRVHT18101600","Existe"]
[179,"2021-06-30T23:19:00","REFRIGERACION LOZANO",237687,1,"CRVLT-16","115/1","-","1973 CFM","925","1/4",null,null,null,3.7037037037037033,"5CRVLT16209250","Existe"]
[180,"2021-06-30T23:30:00","SIERRA MADRE NORTE",237453,1,"CDAHF1-9/9","220/3","-","-","800","1/4",null,null,null,3.7037037037037033,"5CDAHF19980800","EXT.CDAHF1-9/9 1/4T 800RPM"]

{"sheet":"JULIO 2021","index":6,"n_rows":279,"n_cols":20,"rows_kept":279,"cut":false,"hidden":false,"merged":[[0,0,0,13],[0,15,0,18],[1,5,1,13]]}
["SIAC",{"$nulls":14},"ING. INDUSTRIAL"]
[{"$nulls":5},"CARACTERISTICAS DEL EQUIPO"]
["ITEM","FECHA SOLICITADA","Nombre Cliente ","PEDIDO","CANTIDAD","EQUIPO","Conexión","TAG","Caudal","R.P.M","MOTOR","GIRO","DESCARGA","OBSERVACIONES","FACTOR VENTA","Codigo","Descripción ","COSTO","PRECIO LISTA","FECHA ENTREGA"]
[1,"2021-07-01T14:33:00","EDISON MAQUINARIA",237707,2,"CME-500","230/3/60","-","-","1750","5","CW","TH","ANTICHISPA AMCA C",{"$f":"2/0.54","v":3.7037037037037033},"5CME500F017500","EXT.CME-500 5T 1750RPM AMCA C",null,{"$f":"R4*O4","v":0}]
[2,"2021-07-01T14:33:00","EDISON MAQUINARIA",237707,1,"CME-400","230/3/60","-","-","2300","3","CW","TH","ANTICHISPA AMCA C",3.7037037037037033,"5CME400E023000","EXT.CME-400 3T 2300RPM AMCA C",null,0]
[3,"2021-07-01T14:33:00","EDISON MAQUINARIA",237707,2,"CMI-250","230/3/60","-","-","2675","1/2","CW","TH",null,3.7037037037037033,"5CMI2509026750","EXT.CMI-250 1/2T 2675RPM",null,0]
[4,"2021-07-01T14:33:00","EDISON MAQUINARIA",237707,1,"CME-250","230/3/60","-","-","2650","1/2","CW","TH","ANTICHISPA AMCA C",3.7037037037037033,"5CME2509026500","EXT.CME-250 1/2T 2650RPM AMCA",null,0]
[5,"2021-07-02T11:18:00","PERSSA",237368,1,"CDAHF1-30/28","460/3","UV-AE-01","23540 CFM","450","15",null,null,"PORTAFILTRO CON FILTROS MERV 8, RECUBRIMIENTO EPOXIPOLIESTER",3.7037037037037033,"5CDAHF1328MEPX","EXT.CDAHF1-30/28 15T 450RPM",null,0]
[6,"2021-07-02T11:18:00","PERSSA",237368,1,"CLT-24","460/3","VI-PE-01","8800 CFM","1075","5",null,null,"MOTOR USO VARIADOR 2-MO-542US",3.7037037037037033,"5CLTG24F010750","EXT.CLTG-24 5T 1075RPM MOTOR",null,0]
[7,"2021-07-02T11:18:00","PERSSA",237368,1,"CMI-560","460/3","VE-HUM-01","5700 CFM","1050","2",null,null,"RECUBRIMIENTO EPOXIPOLIESTER",3.7037037037037033,"5CMI560D106EPX","EXT.CMI-560 2T 1050RPM REC.",null,0]
[8,"2021-07-02T11:18:00","PERSSA",237368,1,"CMI-560","460/3","VE-FUT-01","5400 CFM","975","2",null,null,"RECUBRIMIENTO EPOXIPOLIESTER",3.7037037037037033,"5CMI560D975EPX","EXT.CMI-560 2T 975RPM REC.",null,0]
[9,"2021-07-02T11:18:00","PERSSA",237368,1,"CMI-710","460/3","VE-SAN-01","9460 CFM","850","3",null,null,"RECUBRIMIENTO EPOXIPOLIESTER",3.7037037037037033,"5CMI710E850EPX","EXT.CMI-710 3T 850RPM REC.",null,0]
[10,"2021-07-02T11:18:00","PERSSA",237368,1,"CMI-900","460/3","VI-PE-02","13650 CFM","650","5",null,null,"RECUBRIMIENTO EPOXIPOLIESTER",3.7037037037037033,"5CMI900F675EPX","SE USA MISMO CODIGO ITEM 11",null,0]
[11,"2021-07-02T11:18:00","PERSSA",237368,1,"CMI-900","460/3","VI-PE-03","13650 CFM","675","5",null,null,"RECUBRIMIENTO EPOXIPOLIESTER",3.7037037037037033,"5CMI900F675EPX","EXT.CMI-900 5T 675RPM REC.",null,0]
[12,"2021-07-02T11:18:00","PERSSA",237368,10,"I-PER/X-1000","-","-","-","-","-",null,null,"PERSIANA DE INY. SOBREPRESION",3.7037037037037033,"5PER/X-1000INY","Existe",null,0]
[13,"2021-07-02T12:21:00","COMERCIALIZADORA VV",237488,1,"CRVLT-14","220/3","-","-","1550","1/3",null,null,null,3.7037037037037033,"5CRVLT14T01550","EXT.CRVLT-14 1/3T 1550RPM",null,0]
[14,"2021-07-02T13:30:00","SERVICIOS AIREXS",237494,4,"CMII-500","230/3","EXT-01","6000 CFM","2300","10",null,null,"CLASE II",3.7037037037037033,"5CMII500H02325","Existe",null,0]
[15,"2021-07-02T13:30:00","SERVICIOS AIREXS",237494,2,"CMII-400","230/3","EXT-02","3000 CFM","2650","5",null,null,"CLASE II",3.7037037037037033,"5CMII400F26660","Existe",null,0]
[16,"2021-07-02T13:30:00","SERVICIOS AIREXS",237494,1,"CMII-400","230/3","EXT-04","4000 CFM","2975","7 1/2",null,null,"CLASE II",3.7037037037037033,"5CMII400G29750","EXT.CMII-400 7.5T 2975RPM",null,0]
[17,"2021-07-02T13:30:00","SERVICIOS AIREXS",237494,5,"CMI-315","230/3","EXT-03","1200 CFM","2800","2",null,null,null,3.7037037037037033,"5CMI315D028000","EXT.CMI-315 2T 2800PM",null,0]
[18,"2021-07-02T13:30:00","SERVICIOS AIREXS",237494,1,"CMI-355","230/3","EXT-05","2000 CFM","2575","3",null,null,null,3.7037037037037033,"5CMI355E026000","Existe",null,0]
[19,"2021-07-02T13:52:00","IMPORTACIONES CORTES",237556,5,"DAL-96-H-10","460/3","-","35572 CFM","250","10",null,null,null,3.7037037037037033,"5DLHF96H025000","Existe",null,0]
[20,"2021-07-02T13:52:00","IMPORTACIONES CORTES",237556,4,"CMI-1000","460/3","-","29254 CFM","900","20",null,null,null,3.7037037037037033,"5CMI1000N92000","Existe",null,0]
[21,"2021-07-02T15:59:00","ERNESTO AYAX RAMOS MARTINEZ",237576,1,"CMI-1400","230/3","-","31783 CFM","675","50",null,null,null,3.7037037037037033,"5CMI1400S06750","EXT.CMI-1400 50T 675RPM",null,0]
[22,"2021-07-02T16:21:00","DE BUEN Y ASOCIADOS",237700,1,"CLT-20","460/3","-","-","1350","2",null,null,"CUBREMOTOR, INTERRUPTOR, BANCO PORTAFILTROS CON FILTROS MERV-13, DESCARGA LATERAL DERECHA, TAPA CL",3.7037037037037033,"5CLTG20D1350PF","EXT.CLTG-20 2T 1350RPM PTA.",null,52503]
[23,"2021-07-02T16:41:00","DIGITALAIR INTERNATIONAL",237577,4,"CMI-280","220/1","-","-","1600","1/4",null,null,null,3.7037037037037033,"5CMI2802160000","Existe",null,0]
[24,"2021-07-02T16:41:00","DIGITALAIR INTERNATIONAL",237577,8,"CMI-315","220/1","-","-","1475","1/2",null,null,null,3.7037037037037033,"5CMI3154015000","Existe",null,0]
[25,"2021-07-02T16:41:00","DIGITALAIR INTERNATIONAL",237577,8,"CMI-355","220/1","-","-","1425","3/4",null,null,null,3.7037037037037033,"5CMI3555014500","Existe",null,0]
[26,"2021-07-02T16:41:00","DIGITALAIR INTERNATIONAL",237577,8,"CMI-400","220/1","-","-","1300","3/4",null,null,null,3.7037037037037033,"5CMI4005131500","Existe",null,0]
[27,"2021-07-02T16:41:00","DIGITALAIR INTERNATIONAL",237577,2,"CMI-450","220/1","-","-","1100","1",null,null,null,3.7037037037037033,"5CMI4506011000","EXT.CMI-450 1M 1100RPM",null,0]
[28,"2021-07-02T16:41:00","DIGITALAIR INTERNATIONAL",237577,4,"CMI-500","220/1","-","-","1025","1 1/2",null,null,null,3.7037037037037033,"5CMI5007010250","EXT.CMI-500 1.5M 1025RPM",null,0]
[29,"2021-07-02T16:41:00","DIGITALAIR INTERNATIONAL",237577,2,"CMI-560","220/1","-","-","950","1 1/2",null,null,null,3.7037037037037033,"5CMI5607095000","Existe",null,0]
[30,"2021-07-02T16:41:00","DIGITALAIR INTERNATIONAL",237577,2,"CMI-630","220/1","-","-","775","2",null,null,null,3.7037037037037033,"5CMI6301080000","Existe",null,0]
[31,"2021-07-02T16:41:00","DIGITALAIR INTERNATIONAL",237577,1,"CMI-710","220/1","-","-","675","2",null,null,null,3.7037037037037033,"5CMI7101070000","Existe",null,0]
[32,"2021-07-02T17:57:00","SANCHEZ NAVARRO DAVID CARMEN",237665,2,"CRVLT-10","220/1","-","-","1125","1/4",null,null,null,3.7037037037037033,"5CRVLT10201150","Existe",null,0]
[33,"2021-07-03T10:04:00","SIERRA MADRE",237667,2,"CRVLT-18","230/3","-","3400 CFM","1200","3/4",null,null,null,3.7037037037037033,"5CRVLT18A01200","Existe",null,0]
[34,"2021-07-03T10:04:00","SIERRA MADRE",237667,2,"CMI-400","230/3","-","2707 CFM","1375","3/4",null,null,null,3.7037037037037033,"5CMI400A013750","Existe",null,0]
[35,"2021-07-03T11:05:00","T Y P",237684,1,"CMI-630","460/3","-","8071 CFM","975","3",null,null,null,3.7037037037037033,"5CMI630E098000","Existe",null,0]
[36,"2021-07-03T11:05:00","T Y P",237684,1,"CMI-630","460/3","-","5500 CFM","750","2",null,null,null,3.7037037037037033,"5CMI630D075000","Existe",null,0]
[37,"2021-07-03T11:19:00","TRANE",237692,1,"CMI-355","460/3","-","2500 CFM","2275","2","CW","UB","SWITCH IP 65, DESCARGA UB",3.7037037037037033,"5CMI355D02275S","EXT.CMI-355 2T 2275RPM 0 SW",null,0]
[38,"2021-07-03T16:42:00","JER",237693,2,"WXD 1000-5-4P/L/A","230/3","-","34987 M3/HR","1755","5",null,null,null,3.7037037037037033,"5WXD1000501755","EXT.WXD-1000/L 5T 4P 1755RPM",null,0]
[39,"2021-07-03T16:53:00","SOLUCIONES Y SERVICIOS EN AIRE",237694,4,"TGT/4-1250-6/25","230/3","-","-","1725","25",null,null,"ANGULO DE LA PALA H (18°)",3.7037037037037033,"5TGT412506025H","EXT.TGT/4-1250-6 25T 4P ANG.h",null,0]
[40,"2021-07-03T17:18:00","SOLUCIONES Y SERVICIOS EN AIRE",237698,3,"CDAHF2-25/25","230/3","-","-","600","7 1/2",null,null,null,3.7037037037037033,"5CDAHF225G0600","EXT.CDAHF2-25/25 7.5T 600RPM",null,0]
[41,"2021-07-03T17:41:00","PROYECTOS ROGO",237705,2,"CRVLT-20","220/1","-","-","1300","2",null,null,null,3.7037037037037033,"5CRVLT20101325","Existe",null,0]
[42,"2021-07-03T17:41:00","PROYECTOS ROGO",237705,2,"CRVLT-18","220/1","-","-","1400","1 1/2",null,null,null,3.7037037037037033,"5CRVLT18714000","Existe",null,0]
[43,"2021-07-03T17:41:00","PROYECTOS ROGO",237705,2,"CRVLT-18","220/1","-","-","1200","1",null,null,null,3.7037037037037033,"5CRVLT18601200","Existe",null,0]
[44,"2021-07-03T17:41:00","PROYECTOS ROGO",237705,2,"CRVLT-16","220/1","-","-","1325","1 1/2",null,null,null,3.7037037037037033,"5CRVLT16701325","EXT.CRVLT-16 1.5M 1325RPM",null,0]
[45,"2021-07-03T17:41:00","PROYECTOS ROGO",237705,2,"CRVLT-16","220/1","-","-","1250","1",null,null,null,3.7037037037037033,"5CRVLT16601250","EXT.CRVLT-16 1M 1250RPM",null,0]
[46,"2021-07-03T18:20:00","AL MOTOR",237710,1,"CLT-33","460/3/60","VI-N01-02","-","650","5",null,null,"CONSIDERAR EQUIPO + TRANSMISION / MOTOR PROPORCIONADO POR CLIENTE 5HP 4P 460V-3F-60 HZ ARM 182",3.7037037037037033,"5CLTG33F650CLI","EXT.CLTG-33 (5T CLI) 650RPM",null,0]
[47,"2021-07-03T18:20:00","AL MOTOR",237710,1,"CRVLT-36","460/3/60","VE-NRT-06","-","625","5",null,null,"CONSIDERAR EQUIPO + TRANSMISION / MOTOR  PROPORCIONADO POR CLIENTE 5HP 4P 460V-3F-60 HZ ARM 182",3.7037037037037033,"5CRVLT36F62CLI","EXT.CRVLT-36 (5T CLI) 625RPM",null,0]
[48,"2021-07-03T18:20:00","AL MOTOR",237710,1,"CRVLT-36","460/3/60","VE-NRT-07","-","625","5",null,null,"CONSIDERAR EQUIPO + TRANSMISION / MOTOR  PROPORCIONADO POR CLIENTE 5HP 4P 460V-3F-60 HZ ARM 182",3.7037037037037033,"5CRVLT36F62CLI","REPETIDO",null,0]
[49,"2021-07-03T18:20:00","AL MOTOR",237710,2,"CRVLT-42","460/3/60","VE-N04-01 Y 02","-","450","5",null,null,"CONSIDERAR EQUIPO + TRANSMISION / MOTOR  PROPORCIONADO POR CLIENTE 5HP 4P 460V-3F-60 HZ ARM 182",3.7037037037037033,"5CRVT42F450CLI","EXT.CRVT-42 (5T CLI)  450RPM",null,0]
[50,"2021-07-04T15:34:00","QUE CALOR",237711,4,"CDAH-15/15","220/3","-","-","800","3",null,null,null,3.7037037037037033,"5CDAH1515E0800","Existe",null,0]
[51,"2021-07-04T15:46:00","EXPERTOS EN VENTILACION",237713,1,"CRVLT-18","230/3","-","-","1125","3/4",null,null,null,3.7037037037037033,"5CRVLT18A01150","Existe",null,0]
[52,"2021-07-04T15:53:00","EXPERTOS EN VENTILACION",237716,1,"TGT/4-1000-6/15","220/3","-","-","1725","15",null,null," ANGULO DE LA PALA I (20°), CON MALLA PLANA DE PROTECCION",3.7037037037037033,"5TGT410006015I","EXT.TGT/4-1000-6 15T 4P ANG.I",null,0]
[53,"2021-07-04T16:09:00","QUE CALOR",237717,1,"CDAHF2-12/12","230/3","-","-","600","1/4",null,null,null,3.7037037037037033,"5CDAHF21280600","EXT.CDAHF2-12/12 1/4T 600RPM",null,0]
[54,"2021-07-04T16:18:00","EXPERTOS EN VENTILACION",237718,4,"CMII-630","230/3","-","-","1965","20",null,null,"CLASE II",3.7037037037037033,"5CMII630N01965","EXT.CMII-630 20T 1965RPM",null,0]
[55,"2021-07-04T16:40:00","TODO EN VENTILACION",237720,1,"CRVLT-10","127/1","-","-","980","1/4",null,null,null,3.7037037037037033,"5CRVLT10209750","EXT.CRVLT-10 1/4M 975RPM",null,0]
[56,"2021-07-04T16:54:00","PROYECTOS ROGO DEL NORTE",237721,4,"CMI-630","230/3","-","1000 CFM","1450","10",null,null,"SWITCH IP 65, DISCO DE ENFRIAMIENTO, RECUBRIMIENTO ALTA TEMPERATURA",3.7037037037037033,"5CMI630H1450AT","EXT.CMI-630 10T 1450RPM REC.",null,0]
[57,"2021-07-05T09:17:00","IDSAA",237723,1,"CMI-500","220/3","-","-","1275","2",null,null,null,3.7037037037037033,"5CMI500D012750","Existe",null,0]
[58,"2021-07-05T09:17:00","IDSAA",237723,1,"CMI-630","220/3","-","-","900","2",null,null,null,3.7037037037037033,"5CMI630D090000","Existe",null,0]
[59,"2021-07-05T09:17:00","IDSAA",237723,4,"TGT/4-1000-3/7.5","220/3","-","-","1725","7 1/2",null,null,"ANGULO DE LA PALA G (16°)",3.7037037037037033,"5TGT41000375G","Existe",null,0]
[60,"2021-07-05T09:17:00","IDSAA",237723,2,"TGT/4-1000-3/10","220/3","-","-","1725","10",null,null,"ANGULO DE LA PALA K (22°)",3.7037037037037033,"5TGT41000310K ","Existe",null,0]
[61,"2021-07-05T09:17:00","IDSAA",237723,1,"CDAHF1-22/22","220/3","-","-","775","15",null,null,"*EQUIPO CANCELADO*",3.7037037037037033,"5CDAHF122M0776","Existe",null,0]
[62,"2021-07-05T09:39:00","ACESAM AIRE ACONDICIONADO",237729,9,"DXT-1250/H 3T","230/3","-","-","610","3",null,null,null,3.7037037037037033,"5DXT1250E0610","Existe",null,0]
[63,"2021-07-05T10:22:00","EXPERTOS EN VENTILACION",237733,1,"CRVHT-18","230/3","-","-","1525","2",null,null,null,3.7037037037037033,"5CRVHT18D01525","EXT.CRVHT-18 2T 1525RPM",null,0]
[64,"2021-07-05T10:51:00","REFACCIONES Y EQUIPOS CALIFORNIA",237736,2,"CRVLT-18","127/1","-","2860 CFM","1125","1",null,null,null,3.7037037037037033,"5CRVLT18601125","EXT.CRVLT-18 1M 1125RPM",null,0]
[65,"2021-07-05T11:00:00","EXCELENCIA EN AIRE ACONDICIONADO",237737,1,"CDAH-18/18","230/3","-","78,825 CFM","665","5",null,null,null,{"$f":"2/0.54","v":3.7037037037037033},"5CDAH1818F0675","EXT.CDAH-18/18 5T 675PM",null,0]
[66,"2021-07-05T11:00:00","EXCELENCIA EN AIRE ACONDICIONADO",237737,2,"CDAHF2-22/22","230/3","-","-","625","7 1/2",null,null,null,3.7037037037037033,"5CDAHF222G0627","Existe",null,{"$f":"R69*O69","v":0}]
[67,"2021-07-05T11:31:00","T Y P",237739,2,"CLT-12","127/1","VE-01","600 CFM","1050","1/4",null,null,null,3.7037037037037033,"5CLTG122010500","Existe",null,0]
[68,"2021-07-05T11:31:00","T Y P",237739,2,"CLT-20","230/3","VE-02","4500 CFM","1275","3",null,null,null,3.7037037037037033,"5CLTG20E012750","EXT.CLTG-20 3T 1275PM",null,0]
[69,"2021-07-05T11:31:00","T Y P",237739,2,"CLTH-20","230/3","VE-04","4500 CFM","1400","3",null,null,null,3.7037037037037033,"5CLTH20E014000","EXT.CLTH-20 3T 1400RPM",null,0]
[70,"2021-07-05T11:31:00","T Y P",237739,4,"CLT-12","127/1","VE-05","576 CFM","825","1/4",null,null,null,3.7037037037037033,"5CLTG122082500","EXT.CLTG-12 1/4M 825RPM",null,0]
[71,"2021-07-05T11:31:00","T Y P",237739,4,"CLT-12","127/1","VE-06","780 CFM","975","1/4",null,null,null,3.7037037037037033,"5CLTG12296000","Existe",null,0]
[72,"2021-07-05T11:31:00","T Y P",237739,2,"CLT-24","127/1","VE-07","2400 CFM","575","1/2",null,null,null,3.7037037037037033,"5CLTG244057500","EXT.CLTG-24 1/2M 575RPM",null,0]
[73,"2021-07-05T11:31:00","T Y P",237739,4,"CLT-12","127/1","VE-08","600 CFM","875","1/4",null,null,null,3.7037037037037033,"5CLTG122087500","EXT.CLTG-12 1/4M 875RPM",null,0]
[74,"2021-07-05T11:31:00","T Y P",237739,2,"CLT-10","127/1","VE-09","364 CFM","925","1/4",null,null,null,3.7037037037037033,"5CLTG102092500","EXT.CLTG-10 1/4M 925RPM",null,0]
[75,"2021-07-05T11:31:00","T Y P",237739,2,"CLT-14","127/1","VE-10","704 CFM","825","1/4",null,null,null,3.7037037037037033,"5CLTG142085000","Existe",null,0]
[76,"2021-07-05T11:31:00","T Y P",237739,2,"CLT-12","127/1","VE-11","850 CFM","1025","1/4",null,null,null,3.7037037037037033,"5CLTG122010500","Existe",null,0]
[77,"2021-07-05T11:31:00","T Y P",237739,2,"CLT-12","127/1","VE-12","550 CFM","850","1/4",null,null,null,3.7037037037037033,"5CLTG122085000","EXT.CLTG-12 1/4M 850RPM",null,0]
[78,"2021-07-05T11:31:00","T Y P",237739,2,"CLT-12","127/1","VE-13","413 CFM","800","1/4",null,null,null,3.7037037037037033,"5CLTG122080000","EXT.CLTG-12 1/4M 800RPM",null,0]
[79,"2021-07-05T11:31:00","T Y P",237739,2,"CLT-20","127/1","VE-14","2360 CFM","800","1/2",null,null,null,3.7037037037037033,"5CLTG204080000","EXT.CLTG-20 1/2M 800RPM",null,0]
[80,"2021-07-05T11:31:00","T Y P",237739,2,"CLT-20","127/1","VI-01","2358 CFM","725","1/2",null,null,null,3.7037037037037033,"5CLTG204072500","EXT.CLTG-20 1/2M 725RPM",null,0]
[81,"2021-07-05T11:31:00","T Y P",237739,2,"CLT-10","220/1","VI-02","378 CFM","1000","1/4",null,null,null,3.7037037037037033,"5CLTG102010000","Existe",null,0]
[82,"2021-07-05T11:31:00","T Y P",237739,2,"CLT-12","127/1","VI-03","761 CFM","1075","1/4",null,null,null,3.7037037037037033,"5CLTG12210780","Existe",null,0]
[83,"2021-07-05T11:39:00","CASTREJON JIMENEZ MARIA DANIA",237743,1,"CRVLT-12","220/1","-","-","1050","1/2",null,null,null,3.7037037037037033,"5CRVLT12401050","EXT.CRVLT-12 1/2M 1050RPM",null,0]
[84,"2021-07-05T11:39:00","CASTREJON JIMENEZ MARIA DANIA",237743,1,"CRVLT-14","220/1","-","-","1050","3/4",null,null,null,3.7037037037037033,"5CRVLT14501050","Existe",null,0]
[85,"2021-07-05T11:39:00","CASTREJON JIMENEZ MARIA DANIA",237743,1,"CRVLT-16","220/1","-","-","1050","3/4",null,null,null,3.7037037037037033,"5CRVLT16501075","Existe",null,0]
[86,"2021-07-05T11:52:00","SOLUCIONES Y SERVICIOS EN AIRE ",237748,1,"TTB-500","127/1","-","-","1550","3/4",null,null,"RECUBRIMIENTO PARA ALTAS TEMPERATURAS",3.7037037037037033,null,null,null,0]
[87,"2021-07-05T11:52:00","SOLUCIONES Y SERVICIOS EN AIRE ",237748,2,"HELICE TTB-500","-","-","-","-","-",null,null,"RECUBRIMIENTO PARA ALTAS TEMPERATURAS",3.7037037037037033,null,null,null,0]
[88,"2021-07-05T12:03:00","ABEASA",237744,1,"CDAH-9/9","220/1","-","-","950","1/2",null,null,null,3.7037037037037033,"5CDAH994095000","EXT.CDAH-9/9 1/2M 950RPM",null,0]
[89,"2021-07-05T12:18:00","ABBACUS AIRE",237749,2,"DAL-96-V-40","460/3","VE01","56605 CFM","402","40",null,null,"DECARGA VERTICAL HACIA ARRIBA, LOUVERS DE PROTECCION EN SUCCION",3.7037037037037033,"5DLVF96R0402UB","LAV. DALV-96 40T 402RPM 0 LV",null,0]
[90,"2021-07-05T12:38:00","TECNOTERMA INDUSTRIAL",237758,1,"CRVLT-10","127/1","-","540 CFM","1475","1/4",null,null,null,3.7037037037037033,"5CRVLT10201475","Existe",null,0]
[91,"2021-07-05T13:53:00","REFRIMART",237790,1,"CRVHT-14","230/3","EK-01","2106 CFM","2000","1",null,null,null,3.7037037037037033,"5CRVHT14B02000","Existe",null,0]
[92,"2021-07-05T13:53:00","REFRIMART",237790,1,"CRVHT-10","230/3","EK-02","1376 CFM","2300","3/4",null,null,null,3.7037037037037033,"5CRVHT10A02300","EXT.CRVHT-10 3/4T 2300RPM",null,0]
[93,"2021-07-05T13:53:00","REFRIMART",237790,1,"CRVHT-14","230/3","EK-03","1790 CFM","1775","3/4",null,null,null,3.7037037037037033,"5CRVHT14A01775","EXT.CRVHT-14 3/4T 1775RPM",null,0]
[94,"2021-07-05T13:53:00","REFRIMART",237790,1,"CCR-10/10","230/3","IK-01","1998 CFM","1000","1",null,null,null,3.7037037037037033,"5CCR1010B01000","Existe",null,0]
[95,"2021-07-05T13:53:00","REFRIMART",237790,1,"CCR-9/9","230/3","IK-02","1361 CFM","1000","3/4",null,null,null,3.7037037037037033,"5CCR99A0100000","EXT.CCR-9/9 3/4T 1000RPM",null,0]
[96,"2021-07-05T13:53:00","REFRIMART",237790,1,"CCR-10/10","230/3","IK-03","1668 CFM","800","3/4",null,null,null,3.7037037037037033,"5CCR1010A08000","EXT.CCR-10/10 3/4T 800RPM",null,0]
[97,"2021-07-05T16:18:00","AL MOTOR",237534,1,"CMI-1400","460/3","-","-","625","40",null,null,"MOTOR PROPORCIONADO POR EL CLIENTE 40HP 4P 460V-3F-60 HZ ARM 324T",3.7037037037037033,"5CMI1400R62CLI","EXT.CMI-1400 (40T CLI)  625RPM",null,0]
[98,"2021-07-06T08:14:00","VENTILADORES Y EXTRACTORES DE MEXICO",237811,1,"TGT/4-1000-9/10","230/3","-","1400 CFM","1725","10",null,null,"ANGULO DE LA PALA B (8°)",3.7037037037037033,"5TGT410009010B","Existe",null,0]
[99,"2021-07-06T08:35:00","TODO EN VENTILACION",237812,1,"CRVLT-18","230/3","-","-","1125","1",null,null,null,3.7037037037037033,"5CRVLT18B01125","EXT.CRVLT-18 1T 1125RPM",null,0]
[100,"2021-07-06T08:35:00","TODO EN VENTILACION",237812,1,"CRVLT-20","230/3","-","-","1140","2",null,null,null,3.7037037037037033,"5CRVLT20D11500","EXT.CRVLT-20 2T 1150RPM",null,0]
[101,"2021-07-06T08:49:00","EXPERTOS EN VENTILACION",237732,3,"CLT-12","220/1","CUARTO DE BASURA Y CUARTO ELECTRICO","1142 CFM","1250","1/4",null,null,null,3.7037037037037033,"5CLTG122012500","EXT.CLTG-12 1/4M 1250RPM",null,0]
[102,"2021-07-06T08:49:00","EXPERTOS EN VENTILACION",237732,1,"CLT-22","220/1","LAVANDERIA","5600 CFM","925","1 1/2",null,null,"CUBIERTA MOTOR",3.7037037037037033,"5CLTG2270925CM","EXT.CLTG-22 1.5M 925RPM CUBRE",null,0]
[103,"2021-07-06T08:49:00","EXPERTOS EN VENTILACION",237732,1,"CMI-400","230/3","-","3489 CFM","1625","1 1/2",null,null,null,3.7037037037037033,"5CMI400C016250","Existe",null,0]
[104,"2021-07-06T08:49:00","EXPERTOS EN VENTILACION",237732,1,"CLT-22","220/1","COCINA EMPLEADOS","5600 CFM","925","1 1/2",null,null,null,3.7037037037037033,"5CLTG227092500","Existe",null,0]
[105,"2021-07-06T08:49:00","EXPERTOS EN VENTILACION",237732,1,"CRVLT-20","230/3","CAMPANA 01","5165 CFM","1350","2",null,null,null,3.7037037037037033,"5CRVLT20D01350","Existe",null,0]
[106,"2021-07-06T08:49:00","EXPERTOS EN VENTILACION",237732,1,"CRVLT-20","230/3","-","4521 CFM","1200","1 1/2",null,null,null,3.7037037037037033,"5CRVLT20C01200","EXT.CRVLT-20 1.5T 1200RPM",null,0]
[107,"2021-07-06T08:49:00","EXPERTOS EN VENTILACION",237732,1,"CRVLT-24","230/3","-","6459 CFM","775","1 1/2",null,null,null,3.7037037037037033,"5CRVLT24C07750","EXT.CRVLT-24 1.5T 775RPM",null,0]
[108,"2021-07-06T08:49:00","EXPERTOS EN VENTILACION",237732,1,"CMI-560","230/3","-","4521 CFM","825","1",null,null,null,3.7037037037037033,"5CMI560B082500","Existe",null,0]
[109,"2021-07-06T08:49:00","EXPERTOS EN VENTILACION",237732,1,"CMI-630","230/3","-","6459 CFM","775","1 1/2",null,null,null,3.7037037037037033,"5CMI630C077400","Existe",null,0]
[110,"2021-07-06T08:49:00","EXPERTOS EN VENTILACION",237732,1,"CMI-560","230/3","-","5166 CFM","925","1 1/2",null,null,null,3.7037037037037033,"5CMI560C091500","Existe",null,0]
[111,"2021-07-06T08:49:00","EXPERTOS EN VENTILACION",237732,1,"CMI-630","230/3","-","6459 CFM","800","2",null,null,null,3.7037037037037033,"5CMI630D080000","Existe",null,0]
[112,"2021-07-06T08:49:00","EXPERTOS EN VENTILACION",237732,1,"CCR-18/18","230/3","-","5600 CFM","525","1 1/2",null,null,null,3.7037037037037033,"5CCR1818C05250","EXT.CCR-18/18 1.5T 525RPM",null,0]
[113,"2021-07-06T13:34:00","EXPERTOS EN VENTILACION",237756,2,"CLT-16","127/1","-","-","775","1/3",null,null,null,3.7037037037037033,"5CLTG163077500","Existe",null,0]
[114,"2021-07-06T13:34:00","EXPERTOS EN VENTILACION",237756,2,"CRHLT-16","127/1","-","-","800","1/3",null,null,null,3.7037037037037033,"5CRHLT16308000","EXT.CRHLT-16 1/3M 800RPM",null,0]
[115,"2021-07-06T15:52:00","TODO EN VENTILACION",237843,1,"CRWLT-10","127/1","-","1600 M3/HR","980","1/4",null,null,null,3.7037037037037033,"5CRWLT10201000","Existe",null,0]
[116,"2021-07-06T16:07:00","J & C",237844,1,"CDAH-18/18","230/3","VE-01","5577 CFM","600","2",null,null,"SWITCH IP 65",3.7037037037037033,"5CDAH1818D600S","EXT.CDAH-18/18 2T 600RPM SW",null,0]
[117,"2021-07-06T16:07:00","J & C",237844,1,"CDAH-18/18","230/3","VE-02","8149 CFM","675","5",null,null,"SWITCH IP 65",3.7037037037037033,"5CDAH1818F675S","EXT.CDAH-18/18 5T 675PM SW",null,0]
[118,"2021-07-06T16:59:00","SERVICIOS AIREXS",237852,1,"CDAVF1-18/18","220/3","-","4759 CFM","500","3",null,null,null,3.7037037037037033,"5CDAVF118E0500","EXT.CDAVF1-18/18 3T 500RPM",null,0]
[119,"2021-07-07T08:28:00","ERNESTO AYAX RAMOS MARTINEZ",237859,2,"CDAVF1-20/20","220/3","-","-","675","7 1/2",null,null,"SWITCH IP 65",3.7037037037037033,"5CDAVF120G675S","EXT.CDAVF1-20/20 7.5T 675RPMSW",null,0]
[120,"2021-07-07T09:44:00","CLIMAS SA",237863,8,"CRVLT-33","460/3","EXT-01","8293 CFM","425","1",null,null,null,3.7037037037037033,"5CRVLT33B04250","EXT.CRVLT-33 1T 425RPM",null,0]
[121,"2021-07-07T09:44:00","CLIMAS SA",237863,1,"CRVLT-16","127/1","EXT-02","2425 CFM","1125","3/4",null,null,null,3.7037037037037033,"5CRVLT16501125","Existe",null,0]
[122,"2021-07-07T12:09:00","IDSAA",237722,1,"CMA-355","230/3","-","-","1550","3/4",null,null,null,3.7037037037037033,"5CMAI355A01550","EXT.CMAI-355 3/4T 1550RPM",null,0]
[123,"2021-07-07T12:09:00","IDSAA",237722,1,"CMA-355","230/3","-","-","1500","1/2",null,null,null,3.7037037037037033,"5CMAI355901500","EXT.CMAI-355 1/2T 1500RPM",null,0]
[124,"2021-07-07T12:09:00","IDSAA",237722,1,"CMA-400","230/3","-","-","1325","3/4",null,null,null,3.7037037037037033,"5CMAI400A13250","Existe",null,0]
[125,"2021-07-07T13:45:00","HIGH TECH SERVICES",237867,1,"CLT-12","127/1","VE-INC-01","660 CFM","1300","1/4",null,null,"CUBIERTA MOTOR",3.7037037037037033,"5CLTG1220130CM","EXT.CLTG-12 1/4M 1300RPM CUBRE",null,0]
[126,"2021-07-07T16:27:00","I.MONTSERRAT",237876,1,"CLT-16","127/1","VE-01","-","920","1/2",null,null,null,3.7037037037037033,"5CLTG164092500","EXT.CLTG-16 1/2M 925RPM",null,0]
[127,"2021-07-08T08:58:00","FAAR AMBIENTES",237891,1,"CME-560","230/3","-","8,000 M3/HR","1150","2",null,null,"ARREGLO ANTICHISPA AMCA \"C\"",3.7037037037037033,"5CME560D011500","EXT.CME-560 2T 1150RPM AMCA C",null,0]
[128,"2021-07-08T08:58:00","FAAR AMBIENTES",237891,1,"CME-500","230/3","-","8,000 M3/HR","1225","1 1/2",null,null,"ARREGLO ANTICHISPA AMCA \"C\"",3.7037037037037033,"5CME500C012250","EXT.CME-500 1.5T 1225RPM AMCA",null,0]
[129,"2021-07-08T08:58:00","FAAR AMBIENTES",237891,1,"CLT-12","230/3","-","1,500 M3/HR","1500","1/2",null,null,null,{"$f":"2/0.54","v":3.7037037037037033},"5CLTG129015000","Existe",null,0]
[130,"2021-07-08T08:58:00","FAAR AMBIENTES",237891,1,"CME-500","230/3","-","6,700 M3/HR","1400","2",null,null,"ARREGLO ANTICHISPA AMCA \"C\"",3.7037037037037033,"5CME500D014000","EXT.CME-500 2T 1400RPM AMCA C",null,{"$f":"R133*O133","v":0}]
[131,"2021-07-08T08:58:00","FAAR AMBIENTES",237891,1,"CME-500","230/3","-","8,000 M3/HR","1350","2",null,null,"ARREGLO ANTICHISPA AMCA \"C\"",3.7037037037037033,"5CME500D013500","EXT.CME-500 2T 1350RPM AMCA C",null,0]
[132,"2021-07-08T08:58:00","FAAR AMBIENTES",237891,1,"CLT-12","230/3","-","1,500 M3/HR","1750","3/4",null,null,null,3.7037037037037033,"5CLTG12A017510","Existe",null,0]
[133,"2021-07-08T11:46:00","PAIR AIRE ACONDICIONADO",237896,1,"CMI-500","460/3","-","4969 CFM","1725","5",null,null,null,3.7037037037037033,"5CMI500F017250","Existe",null,0]
[134,"2021-07-08T11:46:00","PAIR AIRE ACONDICIONADO",237896,1,"CMI-500","460/3","-","4732 CFM","1950","7 1/2",null,null,null,3.7037037037037033,"5CMI500G019500","EXT.CMI-500 7.5T 1950RPM",null,0]
[135,"2021-07-08T11:46:00","PAIR AIRE ACONDICIONADO",237896,1,"CMI-315","460/3","-","2231 CFM","3050","3",null,null,null,3.7037037037037033,"5CMI315E030500","EXT.CMI-315 3T 3050RPM",null,0]
[136,"2021-07-08T12:36:00","T Y P",237902,1,"CRHLT-12","127/1","-","-","975","1/4",null,null,null,3.7037037037037033,"5CRHLT12209750","Existe",null,0]
[137,"2021-07-08T12:36:00","T Y P",237902,1,"CDAHF1-12/12","230/3","-","-","800","3/4",null,null,null,3.7037037037037033,"5CDAHF112A0802","Existe",null,0]
[138,"2021-07-08T15:52:00","EXPERTOS EN VENTILACION","VC",1,"CDAHF1-30/28","460/3","-","-","525","20",null,null,"*CANCELADO, NO TRABAJAR EL CODIGO*",3.7037037037037033,null,null,null,0]
[139,"2021-07-08T13:34:00","T Y P",237934,1,"CDAHF2-12/12","220/1","-","-","780","3/4",null,null,null,3.7037037037037033,"5CDAHF21250775","EXT.CDAHF2-12/12 3/4M 775RPM",null,0]
[140,"2021-07-12T09:58:00","ERNESTO AYAX RAMOS MARTINEZ",237959,2,"PF-22CL","-","-","-","-","-",null,null,"CON FILTROS METALICOS",3.7037037037037033,"5PF-22CLF1","PORTAFILTRO CL-22 NVO. 1ETAPA",null,0]
[141,"2021-07-12T09:58:00","ERNESTO AYAX RAMOS MARTINEZ",237959,3,"PF-24CL","-","-","-","-","-",null,null,"CON FILTROS METALICOS",3.7037037037037033,"5PF-24CLF1","PORTAFILTRO CL-24 NVO. 1ETAPA",null,0]
[142,"2021-07-12T11:21:00","DE BUEN Y ASOCIADOS",237664,2,"TGT/6-1000-6/7.5","460/3","VE-03-N19 Y VE-04-N19","-","1770","7 1/2",null,null,"ANGULO DE LA PALA C (10°), SWITCH IP 65  *EQUIPO CANCELADO*",3.7037037037037033,null,null,null,0]
[143,"2021-07-12T11:21:00","DE BUEN Y ASOCIADOS",237664,1,"TAT-1000/L","460/3","VP-01-N9 Y VP-01-N10","-","1400","5",null,null,"MOTOR USO VARIADOR 2-MO-6518, SWITCH IP 65 *CANCELADO, NO TRABAJAR EL CODIGO*",3.7037037037037033,null,null,null,0]
[144,"2021-07-12T11:21:00","DE BUEN Y ASOCIADOS",237664,1,"CMI-1000","460/3","VP-01-N12","-","825","15",null,null,"MOTOR USO VARIADOR 2-MO-162MR, MALLA EN ASPIRACION, SWITCH IP 65",3.7037037037037033,"5CMI1000M825MA","EXT.CMI-1000 15T 825RPM MOT",null,0]
[145,"2021-07-12T11:21:00","DE BUEN Y ASOCIADOS",237664,1,"TGT/4-1000-6/10","460/3","VP-01-N19","-","1725","10",null,null,"MOTOR USO VARIADOR 2-MO-1014MR, ANGULO DE LA PALA C (10°), SWITCH IP 65",3.7037037037037033,"5TGT41000610CS","EXT.TGT/4-1000-6 10T 4P ANG.C",null,0]
[146,"2021-07-12T11:21:00","DE BUEN Y ASOCIADOS",237664,9,"CLT-20","460/3","VE-01-N9 AL N18","-","1349","2",null,null,"CUBIERTA MOTOR, SWITCH IP 65, CAJA PORTAFILTOS CON FILTROS MERV 13, BRIDA CL, TAPA CL, LA DESCARGA SERA LATERAL DERECHA VISTA DE SUCCION",3.7037037037037033,"5CLTG20D1350PF","Existe",null,0]
[147,"2021-07-12T11:21:00","DE BUEN Y ASOCIADOS",237664,1,"CLT-20","460/3","VI-02-N10","-","1300","2",null,null,"CUBIERTA MOTOR, SWITCH IP 65, CAJA PORTAFILTOS CON FILTROS MERV 13, BRIDA CL, TAPA CL, LA DESCARGA SERA LATERAL DERECHA VISTA DE SUCCION",3.7037037037037033,"5CLTG20D1300PF","EXT.CLTG-20 2T 1300RPM P.FILT",null,0]
[148,"2021-07-12T11:21:00","DE BUEN Y ASOCIADOS",237664,8,"CLT-20","460/3","VI-02-N11 AL N18","-","1350","2",null,null,"CUBIERTA MOTOR, SWITCH IP 65, CAJA PORTAFILTOS CON FILTROS MERV 13, BRIDA CL, TAPA CL, LA DESCARGA SERA LATERAL DERECHA VISTA DE SUCCION",3.7037037037037033,"5CLTG20D1350PF","REPETIDO",null,0]
[149,"2021-07-12T11:21:00","DE BUEN Y ASOCIADOS",237664,1,"CLT-20","460/3","VI-01-N19","-","1325","2",null,null,"CUBIERTA MOTOR, SWITCH IP 65, CAJA PORTAFILTOS CON FILTROS MERV 13, BRIDA CL, TAPA CL, LA DESCARGA SERA LATERAL DERECHA VISTA DE SUCCION",3.7037037037037033,"5CLTG20D1350PF","REPETIDO",null,0]
[150,"2021-07-12T11:21:00","DE BUEN Y ASOCIADOS",237664,1,"CLT-12","460/3","VI-02-N19","-","1800","1 1/2",null,null,"CUBIERTA MOTOR, SWITCH IP 65, CAJA PORTAFILTOS CON FILTROS MERV 13, BRIDA CL, TAPA CL, LA DESCARGA SERA LATERAL DERECHA VISTA DE SUCCION",3.7037037037037033,"5CLTG12C1800PF","EXT.CLTG-12 1.5T 1800RPM P.FIL",null,0]
[151,"2021-07-12T11:21:00","DE BUEN Y ASOCIADOS",237664,1,"CLT-30","460/3","VE-01-N19","-","900","5",null,null,"CUBIERTA MOTOR, SWITCH IP 65",3.7037037037037033,"5CLTG30F0900CM","EXT.CLTG-30 5T 900RPM CUBRE",null,0]
[152,"2021-07-12T11:21:00","DE BUEN Y ASOCIADOS",237664,1,"CLT-24","460/3","VE-02-N19","-","1150","3",null,null,"CUBIERTA MOTOR, SWITCH IP 65",3.7037037037037033,"5CLTG24E1150CM","EXT.CLTG-24 3T 1150RPM CUBRE",null,0]
[153,"2021-07-12T11:21:00","DE BUEN Y ASOCIADOS",237664,1,"CLT-12","127/1","VE-05-N19","-","1610","1/2",null,null,"CUBIERTA MOTOR, SWITCH IP 65",3.7037037037037033,"5CLTG1241601CM","EXT.CLTG-12 1/2M 1600RPM CUBRE",null,0]
[154,"2021-07-12T16:20:00","AMBIENTE Y CONFORT EN CLIMAS",237966,1,"CMI-500","230/3","VI-01","5420 CFM","1900","5",null,null,"MOTOR USO VARIADOR 2-MO-065US",3.7037037037037033,"5CMI500F019001","EXT.CMI-500 5T 1900RPM MOT",null,0]
[155,"2021-07-12T16:20:00","AMBIENTE Y CONFORT EN CLIMAS",237966,1,"CLTH-14","230/3","VE-01","2400 CFM","2325","3",null,null,null,3.7037037037037033,"5CLTH14E023250","EXT.CLTH-14 3T 2325RPM",null,0]
[156,"2021-07-12T16:20:00","AMBIENTE Y CONFORT EN CLIMAS",237966,1,"APF 8000-4\"","-","-","-","-","-",null,null,"4 FILTROS MERV 7 Y 4 FILTROS MERV 13",3.7037037037037033,"5APF-800024FI","BANCO P.FILTRO 48\"x48\" FILTROS",null,0]
[157,"2021-07-13T08:39:00","IDSAA",237723,2,"CDAHF1-18/18","220/3","-","-","775","5",null,null,null,3.7037037037037033,"5CDAHF118E0775","Existe",null,0]
[158,"2021-07-13T09:20:00","ABEASA",238007,1,"CMA-500","220/1","-","-","975","1 1/2",null,null,null,3.7037037037037033,"5CMAI500709750","EXT.CMAI-500 1.5M 975RPM",null,0]
[159,"2021-07-13T12:19:00","TODO EN VENTILACION",238020,1,"CDAVF1-9/9","230/3","-","3678 M3/HR","1370","1 1/2",null,null,null,3.7037037037037033,"5CDAVF199C1375","EXT.CDAVF1-9/9 1.5T 1375RPM",null,0]
[160,"2021-07-13T14:15:00","SANDOVAL VELARDE RAMON",238038,1,"CMI-630","230/3","-","-","1500","10",null,null,null,3.7037037037037033,"5CMI630H015000","EXT.CMI-630 10T 1500RPM",null,0]
[161,"2021-07-14T08:01:00","EDISON MAQUINARIA",237707,1,"CME-500","230/3/60","-","-","1750","5",null,null,"ARREGLO ANTICHISPA AMCA \"C\", DESCARGA UB 0°",3.7037037037037033,"5CME500F1750UB","EXT.CME-500 5T 1750RPM 0 AMCA",null,0]
[162,"2021-07-14T08:01:00","EDISON MAQUINARIA",237707,1,"CME-500","230/3/60","-","-","1750","5",null,null,"ARREGLO ANTICHISPA AMCA \"C\", DESCARGA UB 0°",3.7037037037037033,"REPETIDO 161","REPETIDO",null,0]
[163,"2021-07-14T08:01:00","EDISON MAQUINARIA",237707,1,"CME-400","230/3/60","-","-","2300","3",null,null,"ARREGLO ANTICHISPA AMCA \"C\", DESCARGA UB 0°",3.7037037037037033,"5CME400E2300UB","EXT.CME-400 3T 2300RPM 0 AMCA",null,0]
[164,"2021-07-14T08:01:00","EDISON MAQUINARIA",237707,1,"CMI-250","230/3/60","-","-","2675","1/2",null,null,"DESCARGA UB",3.7037037037037033,"5CMI25092675UB","EXT.CMI-250 1/2T 2675RPM 0",null,0]
[165,"2021-07-14T08:01:00","EDISON MAQUINARIA",237707,1,"CMI-250","230/3/60","-","-","2675","1/2",null,null,"DESCARGA UB",3.7037037037037033,"REPETIDO 164","REPETIDO",null,0]
[166,"2021-07-14T08:01:00","EDISON MAQUINARIA",237707,1,"CME-250","230/3/60","-","-","2650","1/2",null,null,"ARREGLO ANTICHISPA AMCA \"C\", DESCARGA UB 0°",3.7037037037037033,"5CME25092650UB","EXT.CME-250 1/2T 2650RPM 0AMCA",null,0]
[167,"2021-07-14T15:45:00","VERSACON",238071,1,"CLT-22","127/1","VEX-N0-005-VEN","4018 CFM","775","1",null,null,"CUBIERTA MOTOR",3.7037037037037033,"5CLTG2260775CM","EXT.CLTG-22 1M 775RPM CUBRE",null,0]
[168,"2021-07-14T15:45:00","VERSACON",238071,1,"CLT-14","127/1","VEX-N1-005-VEN","980 CFM","1325","1/2",null,null,"CUBIERTA MOTOR",3.7037037037037033,"5CLTG1441325CM","EXT.CLTG-14 1/2M 1325RPM CUBRE",null,0]
[169,"2021-07-15T09:36:00","ALDAPE Y ASOCIADOS",238090,1,"CRVLT-16","220/1","-","2303 CFM","1175","1",null,null,null,3.7037037037037033,"5CRVLT16601200","Existe",null,0]
[170,"2021-07-15T16:18:00","FAAR AMBIENTES",237891,1,"CME-500","230/3","-","8,000 M3/HR","1225","1 1/2",null,null,"ARREGLO ANTICHISPA AMCA \"C\", DESCARGA UB 0°",3.7037037037037033,"5CME500C1225UB","EXT.CME-500 1.5T 1225RPM 0AMCA",null,0]
[171,"2021-07-15T16:18:00","FAAR AMBIENTES",237891,1,"CME-500","230/3","-","8,000 M3/HR","1350","2",null,null,"ARREGLO ANTICHISPA AMCA \"C\", DESCARGA UB 0°",3.7037037037037033,"5CME500D1350UB","EXT.CME-500 2T 1350RPM 0 AMCA",null,0]
[172,"2021-07-15T16:32:00","AIRE ACONDICIONADO Y CLIMAS",238120,1,"CCL 15/15","220/1","-","-","700","1 1/2",null,null,null,3.7037037037037033,"5CCL1515707000","EXT.CCL-15/15 1.5M 700RPM",null,0]
[173,"2021-07-15T18:01:00","RESURTIDORA DE AIRE Y CALEFACCION",238130,1,"CCK-12/12","230/3","-","-","750","3/4",null,null,null,3.7037037037037033,"5CCK1212A07750","Existe",null,0]
[174,"2021-07-20T09:02:00","AS SUMINISTROS",238141,1,"CLT-28","230/3","VE-01","-","650","2",null,null,null,3.7037037037037033,"5CLTG28D065000","EXT.CLTG-28 2T 650RPM",null,0]
[175,"2021-07-20T09:02:00","AS SUMINISTROS",238141,1,"CLT-28","230/3","VE-02","-","925","5",null,null,"CAJA PORTAFILTROS PF-28CL, SIN FILTROS",3.7037037037037033,"5CLTG28F0925PF","EXT.CLTG-28 5T 925RPM",null,0]
[176,"2021-07-20T09:52:00","BARCEL",238154,2,"CRVHT-33","230/3","-","-","650","5",null,null,"SWITCH IP 65",3.7037037037037033,"5CRVHT33F0651S","Existe",null,0]
[177,"2021-07-20T09:55:00","SICASA","-",1,"CLEC-10 1/3MF","127/1","-","-","900-1800","1/3",null,null,"MOTOR 1/3 2-MO-801E   MOTOR US EC 1/3MF 1800/ VAR) *CANCELADO, NO TRABAJAR EL CODIGO*",3.7037037037037033,null,null,null,0]
[178,"2021-07-20T10:23:00","EDISON MAQUINARIA",238164,1,"BIL-400","-","-","-","-","-",null,null,"BIL-400 EXISTENCIA EN PT, S/M, ARREGLO AMCA \"C\"",3.7037037037037033,"5BIL400000AMCA","EXT.BIL-400 SM AMCA",null,0]
[179,"2021-07-20T11:55:00","EQUIPSA REFRIGERACION NORESTE",238177,1,"CDAHF2-18/18","230/3","VE-01","11329 M3/HR","600","3",null,null,null,3.7037037037037033,"5CDAHF218E0600","Existe",null,0]
[180,"2021-07-20T12:32:00","INDUSTRIALES MECANICOS EN CONSTRUCCION",238182,2,"CRVLT-28","230/3","-","-","700","3",null,null,null,3.7037037037037033,"5CRVLT28E07000","Existe",null,0]
[181,"2021-07-20T16:00:00","WEG TRANSFORMADORES MEXICO",238193,4,"CMI-280","230/3","-","3174 M3/HR","3325","1 1/2",null,null,"DISCO DE ENFIRMAIENTO, SELLO EN FLECHA Y RECUBRIMIENTO DE ALUMINIO PARA ALTA TEMPERATURA",3.7037037037037033,"5CMI280C3325AT","EXT.CMI-280 1.5T 3325RPM REC.",null,0]
[182,"2021-07-20T16:10:00","AMIGO DEL CHEF",238194,1,"CMI-355","230/3","-","-","1925","3/4",null,null,null,3.7037037037037033,"5CMI355A019250","EXT.CMI-355 3/4T 1925RPM",null,0]
[183,"2021-07-20T18:14:00","SERVICIOS ESPECIALIZADOS DEL NORTE",238209,1,"CLT-14","127/1","VI-ES-01","1111 CFM","1600","3/4",null,null,"CUBIERTA MOTOR, CAJA PORTAFILTRO PF-14CL, INCLUYE: FILTROS METALICOS, MERV 13",3.7037037037037033,"5CLTG1451600FI","EXT.CLTG-14 3/4M 1600RPM CUBRE",null,0]
[184,"2021-07-21T08:25:00","EQUIPOS Y MAQUINARIA DEL CENTRO",238219,1,"DAL-16-H-2","230/3","-","7125 CFM","501","2",null,null,null,3.7037037037037033,"5UDLHF16D05000","Existe",null,0]
[185,"2021-07-21T09:11:00","REMA INGENIERIA Y PROYECTOS",238226,1,"CRVHT-28","230/3","-","11000 CFM","875","7 1/2",null,null,null,3.7037037037037033,"5CRVHT28G08750","EXT.CRVHT-28 7.5T 875RPM",null,0]
[186,"2021-07-21T09:18:00","QUE CALOR",238228,4,"CMII-630","230/3","-","-","1975","20",null,null,null,3.7037037037037033,"5CMII630N01965","Existe",null,0]
[187,"2021-07-21T13:21:00","EXPERTOS EN VENTILACION",238264,1,"CDAHF1-12/12","230/3","-","-","1075","1 1/2",null,null,null,3.7037037037037033,"5CDAHF112C1075","Existe",null,0]
[188,"2021-07-21T13:38:00","GRUPO OREA",238265,1,"CDAHF1-18/18","230/3","-","-","675","1 1/2",null,null,null,3.7037037037037033,"5CDAHF118C0675","Existe",null,0]
[189,"2021-07-21T13:38:00","GRUPO OREA",238265,1,"CRVLT-20","230/3","-","-","1350","2",null,null,null,3.7037037037037033,"5CRVLT20D01350","Existe",null,0]
[190,"2021-07-21T16:37:00","SICASA","-",1,"CLEC-10 ","127/1","-","-","900-1800","1",null,null,"MOTOR 1 HP 2-MO-1415US",3.7037037037037033,"FORMATO",null,null,0]
[191,"2021-07-22T11:31:00","CYVSA",238115,1,"CDAHF1-12/12","460/3","UV-AZ-01BC","3280 CFM","950","1 1/2",null,null,null,3.7037037037037033,"5CDAHF112C0950","Existe",null,0]
[192,"2021-07-22T11:31:00","CYVSA",238115,1,"CDAHF1-12/12","460/3","UV-AZ-02BC","3100 CFM","950","1",null,null,null,3.7037037037037033,"5CDAHF112B0950","Existe",null,0]
[193,"2021-07-22T11:31:00","CYVSA",238115,1,"CCR-7/7","127/1","UV-AZ-03BC","648 CFM","1500","1/2",null,null,null,{"$f":"2/0.54","v":3.7037037037037033},"5CCR7740150000","EXT.CCR-7/7 1/2M 1500RPM",null,0]
[194,"2021-07-22T11:31:00","CYVSA",238115,1,"CDAHF1-9/9","460/3","UV-AZ-04BC","1890 CFM","1325","1",null,null,null,3.7037037037037033,"5CDAHF199B1350","Existe",null,{"$f":"R197*O197","v":0}]
[195,"2021-07-22T11:31:00","CYVSA",238115,1,"CCR-9/9","127/1","UV-AZ-05BC","800 CFM","1200","1/2",null,null,null,3.7037037037037033,"5CCR9940120000","EXT.CCR-9/9 1/2M 1200RPM",null,0]
[196,"2021-07-22T11:31:00","CYVSA",238115,1,"CMI-355","127/1","VE-AZ-01BC","1730 CFM","1275","1/3",null,null,null,3.7037037037037033,"5CMI3553012750","Existe",null,0]
[197,"2021-07-22T11:31:00","CYVSA",238115,1,"CMI-355","127/1","VE-AZ-02BC","1610 CFM","1200","1/4",null,null,null,3.7037037037037033,"5CMI3552012000","Existe",null,0]
[198,"2021-07-22T11:31:00","CYVSA",238115,1,"CMI-500","460/3","VE-AZ-03BC","3620 CFM","950","3/4",null,null,null,3.7037037037037033,"5CMI500A095000","Existe",null,0]
[199,"2021-07-22T11:31:00","CYVSA",238115,1,"CMI-250","127/1","VE-AZ-07BC","960 CFM","1850","1/4","CCW",null,"CCW",3.7037037037037033,"5CMI250201850I","EXT.CMI-250 1/4M 1850RPM GI",null,0]
[200,"2021-07-22T11:31:00","CYVSA",238115,1,"CME-900","460/3","-","11800 CFM","550","3","CCW",null,"ARREGLO ANTCHISPA AMCA \"C\", MOTOR APEX 2-MO-067XUS  CCW",3.7037037037037033,"5CME900E550APX","EXT.CME-900 3T 550RPM GI APEX",null,0]
[201,"2021-07-22T11:31:00","CYVSA",238115,1,"HIB-630","127/1","VE-PB-02A","260 CFM","515","1/4",null,null,"WALL HOUSING, MALLA EN ASPIRACION, PERSIANA EN DESCARGA",3.7037037037037033,"FORMATO","FORMATO",null,0]
[202,"2021-07-22T11:31:00","CYVSA",238115,1,"CLT-14","127/1","VE-PB-04A","1520 CFM","1275","1/2",null,null,"CUBIERTA MOTOR",3.7037037037037033,"5CLTG1441275CM","EXT.CLTG-14 1/2M 1275RPM CUBRE",null,0]
[203,"2021-07-22T11:31:00","CYVSA",238115,1,"CLT-22","460/3","VE-PB-05A","4450 CFM","750","3/4",null,null,"CUBIERTA MOTOR",3.7037037037037033,"5CLTG22A0775CM","Existe",null,0]
[204,"2021-07-22T11:31:00","CYVSA",238115,1,"CLT-18","127/1","-","2300 CFM","950","1/2",null,null,"CUBIERTA MOTOR",3.7037037037037033,"5CLTG1849500CM","Existe",null,0]
[205,"2021-07-22T11:31:00","CYVSA",238115,1,"CLT-20","460/3","VI-PB-01A","4000 CFM","1150","1 1/2",null,null,"CUBIERTA MOTOR, CAJA PARA FILTROS CON FILTROS METALICOS",3.7037037037037033,"5CLTG20C1150FI","EXT.CLTG-20 1.5T 1150RPM CUBRE",null,0]
[206,"2021-07-22T11:31:00","CYVSA",238115,1,"CLT-12","127/1","VI-PB-02A","1370 CFM","1500","1/2",null,null,"CUBIERTA MOTOR, CAJA PARA FILTROS CON FILTROS METALICOS",3.7037037037037033,"5CLTG1241501FI","EXT.CLTG-12 1/2M 1500RPM CUBRE",null,0]
[207,"2021-07-22T11:31:00","CYVSA",238115,1,"CLT-18","127/1","-","2000 CFM","875","1/3",null,null,"CUBIERTA MOTOR",3.7037037037037033,"5CLTG1830900CM","Existe",null,0]
[208,"2021-07-22T16:40:00","THERMOKOLD",237845,1,"CLT-7","127/1","-","649 CFM","2375","1/2",null,null,null,3.7037037037037033,"5CLTG740237500","EXT.CLTG-7 1/2M 2375RPM",null,0]
[209,"2021-07-22T16:57:00","REFRI-EQUIPOS DE SONORA",238296,2,"CRVLT-16","127/1","-","-",1100,"3/4",null,null,null,3.7037037037037033,"5CRVLT16501125","Existe",null,0]
[210,"2021-07-22T17:34:00","AIRENLINEA",238230,1,"CMI-450","230/3","VE-03","3375 CFM","1225","1",null,null,null,3.7037037037037033,"5CMI450B012400","Existe",null,0]
[211,"2021-07-22T17:34:00","AIRENLINEA",238230,1,"CMI-450","230/3","VE-05","3300 CFM","1200","1",null,null,null,3.7037037037037033,"5CMI450B120000","Existe",null,0]
[212,"2021-07-22T17:34:00","AIRENLINEA",238230,1,"CMI-450","230/3","VE-07","2830 CFM","1100","3/4",null,null,null,3.7037037037037033,"5CMI450A111400","Existe",null,0]
[213,"2021-07-22T17:34:00","AIRENLINEA",238230,1,"CMI-280","127/1","VE-09","1120 CFM","1675","1/4",null,null,null,3.7037037037037033,"5CMI2802167000","Existe",null,0]
[214,"2021-07-22T17:34:00","AIRENLINEA",238230,1,"CMI-250","127/1","VE-12","1010 CFM","1875","1/4",null,null,null,3.7037037037037033,"5CMI2502018750","Existe",null,0]
[215,"2021-07-22T17:34:00","AIRENLINEA",238230,1,"CMI-280","127/1","VE-13","1348 CFM","1975","1/2",null,null,null,3.7037037037037033,"5CMI2804198000","Existe",null,0]
[216,"2021-07-22T17:34:00","AIRENLINEA",238230,1,"CMI-355","230/3","VE-16","2255 CFM","1625","3/4",null,null,null,3.7037037037037033,"5CMI355A016380","Existe",null,0]
[217,"2021-07-22T17:34:00","AIRENLINEA",238230,1,"CMI-355","230/3","VE-17","2340 CFM","1625","3/4",null,null,null,3.7037037037037033,"5CMI355A016380","REPETIDO",null,0]
[218,"2021-07-22T17:34:00","AIRENLINEA",238230,1,"CMI-500","230/3","VE-18","3595 CFM","1025","1",null,null,null,3.7037037037037033,"5CMI500B010370","Existe",null,0]
[219,"2021-07-22T17:34:00","AIRENLINEA",238230,1,"CMI-800","230/3","VE-20","7920 CFM","625","2",null,null,null,3.7037037037037033,"5CMI800D063700","Existe",null,0]
[220,"2021-07-22T17:34:00","AIRENLINEA",238230,1,"CMI-355","127/1","VE-21","1895 CFM","1425","1/2",null,null,null,3.7037037037037033,"5CMI3554142500","Existe",null,0]
[221,"2021-07-22T17:34:00","AIRENLINEA",238230,1,"CMI-315","127/1","VE-23","1800 CFM","1800","1/2",null,null,null,3.7037037037037033,"5CMI3154180030","Existe",null,0]
[222,"2021-07-23T09:07:00","HVAC MECHANICAL CONTRACTOR CONSULTING",238321,1,"CLT-28","230/3","VE-01","-","575","1 1/2",null,null,"CUBIERTA MOTOR, CAJA PORTAFILTROS CON FILTROS METALICOS",3.7037037037037033,"5CLTG28C0575FI","EXT.CLTG-28 1.5T 575RPM CUBRE",null,0]
[223,"2021-07-23T09:07:00","HVAC MECHANICAL CONTRACTOR CONSULTING",238321,1,"CLDG-7 1/3 TF","230/3","VE-02","-","1725","1/3",null,null,"CAJA PORTAFILTROS CON FILTROS METALICOS",3.7037037037037033,"5CLDG7130PF","EXT.CLD-7 1/3T 4P PTA.FILT.",null,0]
[224,"2021-07-23T09:07:00","HVAC MECHANICAL CONTRACTOR CONSULTING",238321,1,"CRVLT-12","230/3","VE-05","-","1400","1/3",null,null,null,3.7037037037037033,"5CRVLT12T01400","EXT.CRVLT-12 1/3T 1400RPM",null,0]
[225,"2021-07-23T09:49:00","JULIO CESAR GARCIA",238323,3,"CMI-450","460/3","VE-01","-","2150","7 1/2","CCW","TH","CCW, SWITCH IP 65, BRIDA EN ARO TOMA DE AIRE (SUCCION) , BRIDA EN DESCARGA, ACOPLAMIENTO FLEXIBLE EN ASPIRACION (ARO TOMA DE AIRE) ",3.7037037037037033,"5CMI450G2150BD","EXT.CMI-450 7.5T 2150RPM GI SW",null,0]
[226,"2021-07-23T11:30:00","EXPERTOS EN VENTILACION",238329,2,"CLT-24","230/3","-","-","1030","3",null,null,null,3.7037037037037033,"5CLTG24E10300","Existe",null,0]
[227,"2021-07-23T11:39:00","EXPERTOS EN VENTILACION",238330,1,"CRHLT-33","230/3","-","-","625","5",null,null,null,3.7037037037037033,"5CRHLT33F06250","Existe",null,0]
[228,"2021-07-23T12:34:00","DISEÑO E INSTALACIONES ESPECIALES",238337,2,"RXT 800-1-27/S","230/3","-","-","800","1",null,null,null,3.7037037037037033,"FORMATO",null,null,0]
[229,"2021-07-23T12:34:00","DISEÑO E INSTALACIONES ESPECIALES",238337,2,"DA-18/18","127/1","-","-","475","2",null,null,null,3.7037037037037033,"5DA18181047500","EXTRACTOR DA-18/18 2M 475RPM",null,0]
[230,"2021-07-23T12:55:00","PERSSA",238339,1,"CMI-315","220/1","VE-01","-","1400","1",null,null,null,3.7037037037037033,"5CMI3156014000","Existe",null,0]
[231,"2021-07-23T17:29:00","CYVSA",238354,1,"CLT-10","127/1","VE-CT-01","660 CFM","1425","1/4",null,null,"CUBIERTA MOTOR",3.7037037037037033,"5CLTG1021425CM","Existe",null,0]
[232,"2021-07-23T17:29:00","CYVSA",238354,1,"CLT-26","460/3","VE-S2-01 ","4855 CFM","600","3/4",null,null,"CUBIERTA MOTOR",3.7037037037037033,"5CLTG26A0601CM","EXT.CLTG-26 3/4T 600RPM CUBRE",null,0]
[233,"2021-07-23T17:29:00","CYVSA",238354,2,"HGT-800-3/4","460/3","VE-S3-01\nVE-S4-01","4979 CFM","700","3/4",null,null,"WALL HOUSING: MALLA EN ASPIRACION, PERSIANA DE GRAVEDAD",3.7037037037037033,"5HGT800L1GPMC","HGT800/L1 3/4T 700RPMW.HOUSING",null,0]
[234,"2021-07-23T17:29:00","CYVSA",238354,1,"CRHLT-20","460/3","VE-AZ-01","3344 CFM","1000","3/4",null,null,"-",3.7037037037037033,"5CRHLT20A01025","Existe",null,0]
[235,"2021-07-23T17:29:00","CYVSA",238354,1,"CLT-10","127/1","VI-CT-01","594 CFM","1300","1/4",null,null,"CUBIERTA MOTOR",3.7037037037037033,"5CLTG102130CM","Existe",null,0]
[236,"2021-07-23T17:29:00","CYVSA",238354,1,"CLT-16","127/1","VI-S1-01","645 CFM","1125","1/2",null,null,"CUBIERTA MOTOR",3.7037037037037033,"5CLTG1641125CM","EXT.CLTG-16 1/2M 1125RPM CUBRE",null,0]
[237,"2021-07-23T17:29:00","CYVSA",238354,1,"CMI-900","460/3","VP-AZ-01","12603 CFM","625","5",null,null,"CCW",3.7037037037037033,"5CMI900F06250I","EXT.CMI-900 5T 625RPM GI",null,0]
[238,"2021-07-23T17:29:00","CYVSA",238354,1,"CDAHF2-18/18","460/3","-","4293 CFM","850","3",null,null,null,3.7037037037037033,"5CDAHF218E8600","Existe",null,0]
[239,"2021-07-26T13:27:00","CLIMA REAL",238298,2,"HGTA-630/H","460/3","EF-1-1, EF-1-2","7900 M3/HR","1025","1 1/2",null,null,null,3.7037037037037033,"5HGTA630HC1025","EXT.HGTA-630/H 1.5T 1025RPM",null,0]
[240,"2021-07-26T13:27:00","CLIMA REAL",238298,1,"HGTA-800/L","460/3","EF-5-1, EF-5-2","5250 M3/HR","825","3/4",null,null,null,3.7037037037037033,"5HGTA800LA0825","EXT.HGTA-800/L 3/4T 825RPM",null,0]
[241,"2021-07-26T13:27:00","CLIMA REAL",238298,1,"IHGTA-800/L","460/3","SF-5-1, SF-5-2","5250 M3/HR","900","1",null,null,"INYECTOR",3.7037037037037033,"5IHGTA800B0900","INY.HGTA-800/L 1T 900RPM",null,0]
[242,"2021-07-26T13:36:00","PERSSA",238373,1,"HGTA-800/L","230/3","-","-","1300","3",null,null,null,3.7037037037037033,"5HGTA800LE1300","EXT.HGTA-800/L 3T 1300RPM",null,0]
[243,"2021-07-26T13:40:00","CYVSA",238354,2,"I-HGT-800-3/4","460/3","VI-S3-01 \nVI-S4-01","4627 CFM","700","3/4",null,null,"INYECTOR,  WALL HOUSING: MALLA EN DESCARGA, PERSIANA DE GRAVEDAD",3.7037037037037033,"5IHGT800L1PMW","Existe",null,0]
[244,"2021-07-26T18:03:00","TECHNO COMFORT HVAC",238411,1,"CLT-12","127/1","SOTANOS 1.3","1420 CFM","1550","1/2",null,null,"CUBIERTA MOTOR",{"$f":"2/0.54","v":3.7037037037037033},"5CLTG1241550CM","EXT.CLTG-12 1/2M 1550RPM CUBRE",null,{"$f":"R247*O247","v":0}]
[245,"2021-07-27T08:33:00","REFRIMART",238420,1,"CLT-20","220/1","VE-01","2002 CFM","1300","2",null,null,null,3.7037037037037033,"5CLTG201013000","EXT.CLTG-20 2M 1300RPM",null,0]
[246,"2021-07-27T09:10:00","COEL DE PUEBLA",238423,1,"CLT-12","127/1","-","-","1200","1/4",null,null,null,3.7037037037037033,"5CLTG122012000","Existe",null,0]
[247,"2021-07-27T09:10:00","COEL DE PUEBLA",238423,1,"CLT-16","127/1","-","-","900","1/2",null,null,null,3.7037037037037033,"5CLTG164090000","Existe",null,0]
[248,"2021-07-27T11:31:00","SOLUCIONES Y SERVICIOS EN AIRE",238436,1,"CDAHF1-12/12","220/3","-","-","1523","3/4",null,null,"*PEDIDO CANCELADO, NO TRABAJAR CODIGO*",3.7037037037037033,null,null,null,0]
[249,"2021-07-27T15:58:00","BARCEL",238449,1,"CMI-315","460/3","-","2683 M3/HR","1900","3/4",null,null,null,3.7037037037037033,"5CMI315A19250","Existe",null,0]
[250,"2021-07-27T16:27:00","HIDROAIRE DEL CARIBE",238453,1,"CRVLT-16","230/3","-","2323 CFM","1150","1",null,null,null,3.7037037037037033,"5CRVLT16B01150","EXT.CRVLT-16 1T 1150RPM",null,0]
[251,"2021-07-28T13:17:00","CINCO SERVICIOS INTEGRALES",238479,1,"CRVLT-18","230/3","EXT-01","5076 M3/HR","1200","3/4",null,null,null,3.7037037037037033,"5CRVLT18A01200","Existe",null,0]
[252,"2021-07-28T13:17:00","CINCO SERVICIOS INTEGRALES",238479,1,"CRVLT-16","230/3","EXT-02","3240 M3/HR","1050","3/4",null,null,null,3.7037037037037033,"5CRVLT16A01050","Existe",null,0]
[253,"2021-07-28T13:17:00","CINCO SERVICIOS INTEGRALES",238479,1,"CRVLT-28","230/3","EXT-03","11988 CFM","725","5",null,null,null,3.7037037037037033,"5CRVLT28F07250","Existe",null,0]
[254,"2021-07-28T13:17:00","CINCO SERVICIOS INTEGRALES",238479,1,"CRVLT-33","230/3","EXT-04","16092 CFM","600","5",null,null,null,3.7037037037037033,"5CRVLT33F06250","Existe",null,0]
[255,"2021-07-28T13:17:00","CINCO SERVICIOS INTEGRALES",238479,1,"CRVLT-18","230/3","EXT-04","5076 M3/H","1300","1",null,null,null,3.7037037037037033,"5CRVLT18B01325","Existe",null,0]
[256,"2021-07-28T13:33:00","ARTICO AIRE ACONDICIONADO",238481,1,"CRHLT-10","127/1","VE-01","480 CFM","1250","1/4",null,null,null,3.7037037037037033,"5CRHLT10212500","Existe",null,0]
[257,"2021-07-28T13:33:00","ARTICO AIRE ACONDICIONADO",238481,1,"CRHLT-12","127/1","VE-02","570 CFM","1175","1/4",null,null,null,3.7037037037037033,"5CRHLT12201175","Existe",null,0]
[258,"2021-07-28T13:33:00","ARTICO AIRE ACONDICIONADO",238481,1,"CRHLT-12","127/1","VE-03","820 CFM","1325","1/4",null,null,null,{"$f":"2/0.54","v":3.7037037037037033},"5CRHLT12201325","Existe",null,0]
[259,"2021-07-28T13:33:00","ARTICO AIRE ACONDICIONADO",238481,1,"CRHLT-12","127/1","VE-04","730 CFM","1225","1/4",null,null,null,3.7037037037037033,"5CRHLT12201225","Existe",null,0]
[260,"2021-07-28T13:33:00","ARTICO AIRE ACONDICIONADO",238481,1,"CRHLT-12","127/1","VE-05","920 CFM","1375","1/4",null,null,null,3.7037037037037033,"5CRHLT12213750","Existe",null,0]
[261,"2021-07-28T13:33:00","ARTICO AIRE ACONDICIONADO",238481,1,"CRHLT-12","127/1","VE-06","710 CFM","1225","1/4",null,null,null,3.7037037037037033,"5CRHLT12201225","REPETIDO 259",null,0]
[262,"2021-07-28T13:55:00","LA MUÑO",238483,1,"TBN-T 400","230/3","-","-","2025","2",null,null,"EXISTENCIA EN PT",3.7037037037037033,"5TBNTI400D2025","EXT.TBNI-T-400 2T 2025RPM",null,0]
[263,"2021-07-28T17:38:00","GRUPO RAPICE",238495,2,"CLT-24","460/3","-","-","1150","5",null,null,null,3.7037037037037033,"5CLTG24F11500","Existe",null,0]
[264,"2021-07-28T17:38:00","GRUPO RAPICE",238495,4,"CLTH-18","460/3","-","-","1875","3",null,null,null,3.7037037037037033,"5CLTH18E018750","EXT.CLTH-18 3T 1875RPM",null,0]
[265,"2021-07-29T12:44:00","RIR",238519,1,"CMI-400","460/3","-","5000 M3/HR","2300","3","CCW","BH","CCW, BH (270°)",3.7037037037037033,"5CMI400E230IBH","EXT.CMI-400 3T 2300RPM GI",null,0]
[266,"2021-07-29T12:44:00","RIR",238519,1,"CMI-400","460/3","-","5000 M3/HR","2300","3","CW","UB","CW, UB (0°)",3.7037037037037033,"5CMI400E2300UB","EXT.CMI-400 3T 2300RPM 0",null,0]
[267,"2021-07-29T16:29:00","T Y P",238539,1,"CDAHF1-12/12","230/3","VE-01","-","850","3/4",null,null,null,3.7037037037037033,"5CDAHF112A0850","Existe",null,0]
[268,"2021-07-29T16:46:00","PROVEEDORA DE REFACCIONES HIDRAULICAS",238543,1,"CMI-400","230/3","VE-01","2732 CFM","1625","1 1/2",null,null,null,3.7037037037037033,"5CMI400C016250","Existe",null,0]
[269,"2021-07-30T08:25:00","ECOLOGIA ATMOSFERICA",238550,3,"CMI-630 INOX","230/3","-","-","1250","5","CW","UB","DESCARGA UB",3.7037037037037033,"5CMI630F13INOX","EXT.CMI-630 5T 1250RPM 0 INOX",null,0]
[270,"2021-07-30T08:25:00","ECOLOGIA ATMOSFERICA",238550,1,"CMI-630 INOX","230/3","-","-","925","2","CW","UB","DESCARGA UB",3.7037037037037033,"5CMI630D93INOX","Existe",null,0]
[271,"2021-07-30T11:25:00","PROYECTOS ROGO",238573,12,"CCR-12/12","230/3","-","-","1000","1 1/2",null,null,null,3.7037037037037033,"5CCR1212C01000","Existe",null,0]
[272,"2021-07-30T11:49:00","QUE CALOR",238575,1,"CRVLT-20","115/1","-","-","1350","1 1/2",null,null,null,3.7037037037037033,"5CRVLT20701350","EXT.CRVLT-20 1.5M 1350RPM",null,0]
[273,"2021-07-30T12:03:00","T Y P",238576,1,"WXT 800-3/4-S","460/3","VE-01","-","700","3/4",null,null,"MALLA EN ASPIRACION, WALL HOUSING, BANCO PORTAFILTOS, PERSIANA DE EXTRACCION, BRIDAS EN SUCCION Y DESCARGA",3.7037037037037033,"5WXT80034700PF","EXT.WXT-800 3/4T 700RPM MA.ASP",null,0]
[274,"2021-07-30T16:05:00","SANDRA SANCHEZ",238619,2,"CRHLT-12","115/1","-","-","975","1/4",null,null,null,3.7037037037037033,"5CRHLT12209750","Existe",null,0]
[275,"2021-07-30T16:05:00","SANDRA SANCHEZ",238619,1,"CMI-400","230/3","-","-","2475","5",null,null,null,3.7037037037037033,"5CMI400F024750","EXT.CMI-400 5T 2475RPM",null,0]
[276,"2021-07-30T16:05:00","SANDRA SANCHEZ",238619,1,"CMI-630","230/3","-","-","750","1",null,null,null,3.7037037037037033,"5CMI630B075000","Existe",null,0]

{"sheet":"AGOSTO 2021","index":7,"n_rows":301,"n_cols":19,"rows_kept":301,"cut":false,"hidden":false,"merged":[[0,0,0,13],[0,16,0,17],[1,5,1,13]]}
["SIAC",{"$nulls":15},"ING. INDUSTRIAL"]
[{"$nulls":5},"CARACTERISTICAS DEL EQUIPO"]
["ITEM","FECHA SOLICITADA","Nombre Cliente ","PEDIDO","CANTIDAD","EQUIPO","Conexión","TAG","Caudal","R.P.M","MOTOR","GIRO","DESCARGA","OBSERVACIONES","Fecha de Correccion","ASESOR","Codigo","Descripción ","FECHA ENTREGA"]
[1,"2021-08-02T08:07:00","QUE CALOR",238634,1,"CDAHF2-12/12","230/3","-","-","850","1/2",{"$nulls":5},"5CDAHF21290850","EXT.CDAHF2-12/12 1/2T 850RPM","2021-08-05T09:00:00"]
[2,"2021-08-02T08:12:00","QUE CALOR",238635,1,"CMX 315/6P","230/3","-","-","1120","1/4",null,null,"**PARTIDA CANCELADA**",null,"M.ARMENTA"]
[3,"2021-08-02T08:12:00","QUE CALOR",238635,1,"CDAV-7/7","230/3","-","-","1600","3/4",{"$nulls":5},"5CDAV77A016000","EXT.CDAV-7/7 3/4T 1600RPM","2021-08-05T09:00:00"]
[4,"2021-08-02T08:30:00","QUE CALOR",238645,1,"CMI-400","230/3","-","-","1600","3/4",{"$nulls":5},"5CMI400A016000","EXT.CMI-400 3/4T 1600RPM","2021-08-05T09:00:00"]
[5,"2021-08-02T08:30:00","QUE CALOR",238645,1,"CDAHF2-12/12","230/3","-","-","900","1 1/2",{"$nulls":5},"5CDAHF212C0900","EXT.CDAHF2-12/12 1.5T 900RPM","2021-08-05T09:00:00"]
[6,"2021-08-02T08:44:00","ABEASA",238646,2,"CMI-630","230/3","-","-","1475","10",{"$nulls":5},"5CMI630H015000","Existe","2021-08-04T16:50:00"]
[7,"2021-08-02T09:09:00","ABEASA",238647,1,"CMII-1120","230/3","-","-","950","25",null,null,"CL II",null,null,"5CMII1120P0950","EXT.CMII-1120 25T 950RPM","2021-08-05T09:00:00"]
[8,"2021-08-02T09:09:00","ABEASA",238647,3,"CMII-560","230/3","-","-","2000","10",null,null,"CL II",null,null,"5CMII560H02000","EXT.CMII-560 10T 2000RPM","2021-08-05T09:00:00"]
[9,"2021-08-02T09:34:00","ACESAM",238636,1,"CMII-500","-","-","-","-","-",null,null,"CL II, SIN MOTOR, SIN TRANSMISION, DESCARGA UB, BRIDA A LA DESCARGA",null,null,"5CMII500000UBD","EXT.CMII-500 S/M CLASE II 0","2021-08-05T09:00:00"]
[10,"2021-08-02T09:34:00","ACESAM",238636,1,"DAMP 26\" X 16\"","-","-","-","-","-",null,null,"DAMPER 26\" X 16\" CON CONTROL MANUAL","2021-08-06T10:38:00","G.MENDOZA","5DAMP-26/16","DAMPER ALUMINIO 26X16 ACT.","2021-08-09T09:40:00"]
[11,"2021-08-02T11:27:00","INDUSTRIAS MICHELIN",238496,1,"CRHL-D-10-1/3","127/1","522-EF-07","300 CFM","1625","1/3",null,null,"SWITCH IP 65",null,null,"5CRHLD102M0MCH","EXT.CRHLD-10 1/3M 4P SW","2021-08-04T16:50:00"]
[12,"2021-08-02T11:27:00","INDUSTRIAS MICHELIN",238496,9,"DXT-1500/18 3T","460/3","523-EF-01 AL 09","25,212 CFM","550","3",null,null,"MALLA EN DESCARGA, SWITCH IP 65",null,null,"5DXT1500355MCH","EXT.DXT-1500/18 3T 550 MALLA","2021-08-04T16:50:00"]
[13,"2021-08-02T11:27:00","INDUSTRIAS MICHELIN",238496,3,"CRHLT-10","127/1","721-EF-21 AL 23","825 CFM","1725","1/3",null,null,"SWITCH IP 65",null,null,"5CRHLT10318MCH","EXT.CRHLT-10 1/3M 1725RPM SW","2021-08-04T16:50:00"]
[14,"2021-08-02T11:27:00","INDUSTRIAS MICHELIN",238496,6,"DXT-1500/25 5T","460/3","821-EF-01 AL 06","27,600 CFM","550","5",null,null,"MALLA EN DESCARGA, SWITCH IP 65",null,null,"5DXT1500555MCH","EXT.DXT-1500/25 5T 550 MALLA","2021-08-04T16:50:00"]
[15,"2021-08-02T11:27:00","INDUSTRIAS MICHELIN",238496,1,"WXD 1000-7 1/2-4P/H/A","460/3","523-EF-11","26,000 CFM","1760","7 1/2",null,null,"MALLA EN ASPIRACION, SWITCH IP 65, PERSIANA Y WALL HOUSING",null,null,"5WXD1000750MCH","EXT.WXD-1000/H 7.5T MALLA ASP","2021-08-04T16:50:00"]
[16,"2021-08-02T11:27:00","INDUSTRIAS MICHELIN",238496,2,"WXD 1000-7 1/2-4P/H/A","460/3","721-SF-25 Y 26","24,500 CFM","1760","7 1/2",null,null,"SWITCH IP 65, PERSIANA DESCARGA Y WALL HOUSING, CAJA PARA FILTROS",null,null,"5WXD1000751MCH","EXT.WXD-1000/H 7.5T PTA.FILTR","2021-08-04T16:50:00"]
[17,"2021-08-03T08:34:00","CLIMAS KONFORT",238697,1,"CRVLT-16","127/1","-","-","1200","1",{"$nulls":5},"5CRVLT16601200","Existe","2021-08-04T16:50:00"]
[18,"2021-08-03T09:06:00","COMERCIALIZADORA VV",238698,2,"CMI-280","230/3","-","1900 CFM","2700","1",{"$nulls":5},"5CMI280B027250","Existe","2021-08-04T16:50:00"]
[19,"2021-08-03T09:06:00","COMERCIALIZADORA VV",238698,1,"CMI-710","230/3","-","11900 CFM","1075","5",{"$nulls":5},"5CMI710F010750","Existe","2021-08-04T16:50:00"]
[20,"2021-08-03T13:29:00","UMAS",238714,1,"BDB-280","230/3","VE-01","-","2900","2",{"$nulls":5},"5BDBI280D02900","EXT.BDBI -280 2T 2900RPM","2021-08-04T17:50:00"]
[21,"2021-08-03T13:36:00","UMAS",238715,1,"BDB-400","230/3","VE-01","-","2350","10",{"$nulls":5},"5BDBI400H2350I","EXT.BDBI-400 10T 2350RPM GI","2021-08-04T17:50:00"]
[22,"2021-08-04T10:07:00","EXCELENCIA EN AIRE ACONDICIONADO",238744,1,"I-HGT-800-1","230/3","-","-","800","1",null,null,"INYECTOR",null,null,"FORMATO","FORMATO","2021-08-05T09:50:00"]
[23,"2021-08-04T12:58:00","JWA",238749,1,"CLT-12","230/3","VE-08-PB","1200 CFM","1350","1/3",{"$nulls":5},"5CLTG12T013500","EXT.CLTG-12 1/3T 1350RPM","2021-08-05T13:00:00"]
[24,"2021-08-04T12:58:00","JWA",238749,2,"CLT-10","230/3","VE-01-PB\nVE-04-PB","962 CFM","1650","1/4",{"$nulls":5},"5CLTG108016500","EXT.CLTG-10 1/4T 1650RPM","2021-08-05T13:00:00"]
[25,"2021-08-04T12:58:00","JWA",238749,1,"CLT-10","230/3","VE-02-PB","741 CFM","1425","1/4",{"$nulls":5},"5CLTG108014250","Existe","2021-08-05T11:50:00"]
[26,"2021-08-04T12:58:00","JWA",238749,1,"CLT-10","230/3","VE-03-PB","789 CFM","1475","1/4",{"$nulls":5},"5CLTG10814700","Existe","2021-08-05T11:50:00"]
[27,"2021-08-04T12:58:00","JWA",238749,1,"CLT-10","230/3","VE-05-PB","962 CFM","1750","1/3",{"$nulls":5},"5CLTG10T017500","EXT.CLTG-10 1/3T 1750RPM","2021-08-05T13:00:00"]
[28,"2021-08-04T12:58:00","JWA",238749,1,"CLT-10","230/3","VE-06-PB","812 CFM","1575","1/4",{"$nulls":5},"5CLTG108015750","EXT.CLTG-10 1/4T 1575RPM","2021-08-05T13:00:00"]
[29,"2021-08-04T12:58:00","JWA",238749,1,"CLTH-10","230/3","VE-07-PB","1025 CFM","1825","3/4",null,null,null,"2021-08-06T13:37:00","R.CHAVARRIA","5CLTH10A018250","EXT.CLTH-10 3/4T 1825RPM","2021-08-06T14:40:00"]
[30,"2021-08-04T12:58:00","JWA",238749,1,"CLT-10","230/3","VTAE-02-PB","749 CFM","1725","1/3",null,null,"CAJA PARA FILTROS CON 2 ETAPAS: METALICO Y MERV 8",null,null,"5CLTG10T1725FI","EXT.CLTG-10 1/3T 1725RPM PTA.F","2021-08-05T13:00:00"]
[31,"2021-08-04T12:58:00","JWA",238749,1,"CLT-16","230/3","VE-11-PB","1590 CFM","750","1/4",{"$nulls":5},"5CLTG168075000","Existe","2021-08-05T11:50:00"]
[32,"2021-08-04T12:58:00","JWA",238749,1,"CLT-12","230/3","VE-10-PB","1647 CFM","1675","3/4",{"$nulls":5},"5CLTG12A016750","EXT.CLTG-12 3/4T 1675RPM","2021-08-05T13:00:00"]
[33,"2021-08-04T12:58:00","JWA",238749,1,"CLTH-12","230/3","VTAE-01-PB","1411 CFM","2025","1",null,null,"CAJA PARA FILTROS CON 2 ETAPAS: METALICO Y MERV 8",null,null,"5CLTH12B2025FI","EXT.CLTH-12 1T 2025RPM PTA.FIL","2021-08-05T13:00:00"]
[34,"2021-08-04T12:58:00","JWA",238749,1,"CLT-18","230/3","VE-12-PB","3064 CFM","1125","3/4",null,null,null,"2021-08-06T13:37:00","R.CHAVARRIA","5CLTG18A011250","EXT.CLTG-18 3/4T 1125RPM","2021-08-06T14:40:00"]
[35,"2021-08-04T12:58:00","JWA",238749,2,"CLT-18","230/3","VTAE-03-PB\nVTAE-04-PB","2549 CFM","1100","3/4",null,null,"CAJA PARA FILTROS CON 1 ETAPA MERV 8",null,null,"5CLTG18A1101FI","EXT.CLTG-18 3/4T 1100RPM PTA.","2021-08-05T13:00:00"]
[36,"2021-08-04T12:58:00","JWA",238749,1,"CLT-10","230/3","VE-01-N1","862 CFM","1600","1/4",{"$nulls":5},"5CLTG108016000","EXT.CLTG-10 1/4T 1600RPM","2021-08-05T13:00:00"]
[37,"2021-08-04T12:58:00","JWA",238749,1,"CLT-10","230/3","VE-02-N1","808 CFM","1475","1/4",{"$nulls":5},"5CLTG10814700","REPETIDO","2021-08-05T11:50:00"]
[38,"2021-08-04T12:58:00","JWA",238749,1,"CLT-16","230/3","VE-04-N1","1815 CFM","850","1/3",{"$nulls":5},"5CLTG16T085000","EXT.CLTG-16 1/3T 850RPM","2021-08-05T13:00:00"]
[39,"2021-08-04T12:58:00","JWA",238749,1,"CLT-16","230/3","VE-03-N1","1978 CFM","900","1/3",{"$nulls":5},"5CLTG16T090000","EXT.CLTG-16 1/3T 900RPM","2021-08-05T13:00:00"]
[40,"2021-08-04T12:58:00","JWA",238749,2,"CLT-18","230/3","VTAE-01-N1\nVTAE-01-N2","2508 CFM\n3633 CFM","1425","1 1/2",null,null,"CAJA PARA FILTROS CON 2 ETAPAS: METALICO Y MERV 8",null,null,"5CLTG18C1425FI","EXT.CLTG-18 1.5T 1425RPM PTA.","2021-08-05T13:00:00"]
[41,"2021-08-04T12:58:00","JWA",238749,1,"CLT-18","230/3","VTAE-02-N1","3633 CFM","1375","1 1/2",null,null,"CAJA PARA FILTROS CON 1 ETAPA MERV 8",null,null,"5CLTG18C1376FI","EXT.CLTG-18 1.5T 1375RPM PTA.","2021-08-05T13:00:00"]
[42,"2021-08-04T12:58:00","JWA",238749,1,"CLT-18","230/3","VTAE-02-N2","2368 CFM","1050","3/4",null,null,"CAJA PARA FILTROS CON 1 ETAPA MERV 8",null,null,"5CLTG18A1051FI","EXT.CLTG-18 3/4T 1050RPM PTA.","2021-08-05T13:00:00"]
[43,"2021-08-04T12:58:00","JWA",238749,1,"CLT-12","230/3","VE-03-N2","1194 CFM","1275","1/4",{"$nulls":5},"5CLTG128012750","EXT.CLTG-12 1/4T 1275RPM","2021-08-05T13:00:00"]
[44,"2021-08-04T12:58:00","JWA",238749,2,"CLT-10","230/3","VE-01-N2\nVE-02-N2","603 CFM","1275","1/4",{"$nulls":5},"5CLTG108012750","Existe","2021-08-05T11:50:00"]
[45,"2021-08-04T12:58:00","JWA",238749,1,"CLT-10","230/3","VE-04-N2","549 CFM","1225","1/4",{"$nulls":5},"5CLTG108012250","Existe","2021-08-05T11:50:00"]
[46,"2021-08-04T12:58:00","JWA",238749,1,"CLT-7","230/3","VTAE-01-N3","282 CFM","1900","1/4",null,null,"CAJA PARA FILTROS CON 2 ETAPAS: METALICO Y MERV 8",null,null,"5CLTG7801900FI","EXT.CLTG-7 1/4T 1900RPM PTA.","2021-08-05T13:00:00"]
[47,"2021-08-04T12:58:00","JWA",238749,2,"CMI-355","230/3","VE-17-PB\nVE-06-N2","2267 CFM","1800","1",{"$nulls":5},"5CMI355B018000","EXT.CMI-355 1T 1800PM","2021-08-05T13:00:00"]
[48,"2021-08-04T12:58:00","JWA",238749,1,"CMI-400","230/3","VE-16-PB","3301 CFM","1800","1 1/2",{"$nulls":5},"5CMI400C018000","EXT.CMI-400 1.5T 1800RPM","2021-08-05T13:00:00"]
[49,"2021-08-04T12:58:00","JWA",238749,2,"CMI-500","230/3","VTAE-05-PB\nVE-05-N2","4484 CFM\n4211 CFM","1225","1 1/2",{"$nulls":5},"5CMI500C012250","EXT.CMI-500 1.5T 1225RPM","2021-08-05T13:00:00"]
[50,"2021-08-04T12:58:00","JWA",238749,1,"CMI-500","230/3","VTAE-03-N2","5188 CFM","1350","2",{"$nulls":5},"5CMI500D013500","EXT.CMI-500 2T 1350RPM","2021-08-05T13:00:00"]
[51,"2021-08-04T13:34:00","LAMUÑO",238759,1,"CDAHF2-9/9","127/1","-","-","1300","3/4",null,null,"RECUBRIMIENTO PINTURA EPOXICA, FILTRO METALICO LAVABLE Y FILTRO MERV-8",null,null,"5CDAHF29951EPX","EXT.CDAHF2-9/9 3/4M 1300RPM","2021-08-05T13:00:00"]
[52,"2021-08-04T16:21:00","CLIMAS ALFA",238769,1,"CLT-28","230/3","-","8055 CFM","875","5",{"$nulls":5},"5CLTG28F087500","EXT.CLTG-28 5T 875RPM","2021-08-05T13:00:00"]
[53,"2021-08-04T16:21:00","T Y P REFRIGERACION",238770,1,"CRHLT-18","230/3","-","-","1325","1",{"$nulls":5},"5CRHLT18B01325","Existe","2021-08-05T11:50:00"]
[54,"2021-08-04T16:34:00","T Y P REFRIGERACION",238771,1,"CRHLT-14","127/1","-","-",1100,"1/4",{"$nulls":5},"5CRHLT14201100","Existe","2021-08-05T11:50:00"]
[55,"2021-08-06T08:17:00","LUIS FERNANDO ORTIZ BRIONES",238788,3,"CMI-500","230/3","-","-","1750","5",{"$nulls":5},"5CMI500F176000","Existe","2021-08-06T14:10:00"]
[56,"2021-08-06T11:41:00","PERSSA",238836,4,"CMI-560","230/3","VE-01","-",1425,5,{"$nulls":5},"5CMI560F014500","Existe","2021-08-06T14:10:00"]
[57,"2021-08-06T16:55:00","VECO SA DE CV",238857,3,"CME-280","230/3","-","1500 CFM","2750","1","CW","UB","ARREGLO ANTICHISPA AMCA \"C\", DESCARGA UB, CONSIDERAR EQUIPO + TRANSMISION, MOTOR PROPORCIONADO POR CLIENTE 1HP 4P 230V-3F-60 HZ ARM 143",null,null,"5CME280B275CLI","EXT.CME-280 (1T-CLI) 2750RPM 0","2021-08-09T08:30:00"]
[58,"2021-08-09T09:08:00","INDUSTRIAS VERMONT",238874,4,"CRVLT-18","127/1","-","2900 CFM","1225","3/4",{"$nulls":5},"5CRVLT18501225","Existe","2021-08-09T15:45:00"]
[59,"2021-08-09T09:15:00","TODO EN VENTILACION",238876,1,"CMII-630","230/3","-","-","1675","15",null,null,"CL II",null,null,"5CMII630M01675","EXT.CMII-630 15T 1675RPM","2021-08-10T08:45:00"]
[60,"2021-08-09T09:37:00","TRANE",238877,1,"CDAVF1-12/12","460/3","-","3200 CFM","900","1 1/2",null,null,null,"2021-08-09T16:01:00","A.SANCHEZ","5CDAVF112C0900","EXT.CDAVF1-12/12 1.5T 900RPM","2021-08-10T08:45:00"]
[61,"2021-08-09T09:37:00","TRANE",238877,1,"CRVLT-10","127/1","-","625 CFM","1150","1/4",{"$nulls":5},"5CRVLT10201150","Existe","2021-08-09T15:45:00"]
[62,"2021-08-09T09:37:00","TRANE",238877,1,"CRVLT-20","460/3","-","3766 CFM","1225","1 1/2",{"$nulls":5},"5CRVLT20C01230","Existe","2021-08-09T15:45:00"]
[63,"2021-08-09T10:36:00","J & C TECHNOLOGY",238884,1,"CLT-10","230/3","VE-01","416 CFM","925","1/4",null,null,"SWITCH IP 65",null,null,"5CLTG10809250S","EXT.CLTG-10 1/4T 925RPM SW","2021-08-10T10:35:00"]
[64,"2021-08-09T10:36:00","J & C TECHNOLOGY",238884,8,"CLT-18","230/3","VE-02, 10, 11","1591 CFM","650","1/4",null,null,"SWITCH IP 65",null,null,"5CLTG18806500S","EXT.CLTG-18 1/4T 650RPM SW","2021-08-10T10:35:00"]
[65,"2021-08-09T10:36:00","J & C TECHNOLOGY",238884,1,"CRHLT-24","230/3","VE-03","2592 CFM","375","1/3",null,null,"SWITCH IP 65, MOTOR PROPUESTO 2-MO-136L MOTOR LEESON 1/3T 6P A-56 TEFC *CANCELADO*",null,"L.QUINTAL"]
[66,"2021-08-09T10:36:00","J & C TECHNOLOGY",238884,9,"CRHLT-24","230/3","VE-04 AL 08","3611 CFM","450","1/3",null,null,"SWITCH IP 65, MOTOR PROPUESTO 2-MO-136L MOTOR LEESON 1/3T 6P A-56 TEFC *CANCELADO*",null,"L.QUINTAL"]
[67,"2021-08-09T10:36:00","J & C TECHNOLOGY",238884,2,"CLT-18","230/3","VE-09, 12","2628 CFM","925","1/2",null,null,"SWITCH IP 65",null,null,"5CLTG18909250S","EXT.CLTG-18 1/2T 925RPM SW","2021-08-10T10:35:00"]
[68,"2021-08-09T11:28:00","CORESA",238886,1,"CRVLT-14","230/3","-","-","1675","3/4",{"$nulls":5},"5CRVLT14A01676","EXT.CRVLT-14 3/4T 1675RPM","2021-08-10T09:40:00"]
[69,"2021-08-09T12:25:00","EXPERTOS EN VENTILACION",238889,3,"CRVLT-16","220/1","-","-","1500","1",{"$nulls":5},"5CRVLT16601500","Existe","2021-08-10T09:40:00"]
[70,"2021-08-10T10:45:00","HIGH TECH SERVICES",238910,1,"CMI-560","460/3","VI-PE-06","7200 CFM","1300","3",null,null,"MOTOR VDF 2-MO-342US, MALLA EN ASPIRACION","2021-08-11T13:27:00","A.NAVA","5CMI560E1300MA","EXT.CMI-560 3T 1300RPM MOTOR","2021-08-12T10:40:00"]
[71,"2021-08-10T10:45:00","HIGH TECH SERVICES",238910,1,"CMI-630","460/3","VI-PE-XX","8400 CFM","1025","3",null,null,"MOTOR VDF 2-MO-342US, MALLA EN ASPIRACION","2021-08-11T13:27:00","A.NAVA","5CMI630E1025MA","EXT.CMI-630 3T 1025RPM MOTOR","2021-08-12T10:40:00"]
[72,"2021-08-10T11:22:00","REFRI-EQUIPOS DE SONORA",238105,2,"CRVLT-18","220/1","-","-",1350,1,{"$nulls":5},"5CRVLT18601360","Existe","2021-08-10T14:15:00"]
[73,"2021-08-10T11:36:00","T Y P REFRIGERACION",238915,1,"CDAVF2-30/28","230/3","-","-","425","15",{"$nulls":5},"5CDAVF2328M425","EXT.CDAVF2-30/28 15T 425RPM","2021-08-10T15:45:00"]
[74,"2021-08-10T11:47:00","LAMUÑO",238919,1,"CRVHT-14","230/3","-","-","1975","1",{"$nulls":5},"5CRVHT14B02000","Existe","2021-08-10T14:15:00"]
[75,"2021-08-10T12:08:00","K3 SOLUCIONES",238923,4,"CRHLT-22","460/3","-","-","750","1",{"$nulls":5},"5CRHLT22B07500","Existe","2021-08-10T14:15:00"]
[76,"2021-08-10T12:14:00","EXPERTOS EN VENTILACION",238924,1,"CDAHF2-9/9","230/3","-","-",1150,"1/2",{"$nulls":5},"5CDAHF29991150","Existe","2021-08-10T14:15:00"]
[77,"2021-08-11T08:28:00","AMIGO DEL CHEF",238949,1,"CMII-630","230/3","-","-","1525","10",null,null,"CL II",null,null,"5CMII630H01525","EXT.CMII-630 10T 1525RPM","2021-08-12T08:20:00"]
[78,"2021-08-11T11:43:00","EXPERTOS EN VENTILACION",238556,6,"CMI-250","127/1","-","-","2000","1/4",{"$nulls":5},"5CMI2502020000","Existe","2021-08-12T10:40:00"]
[79,"2021-08-11T11:43:00","EXPERTOS EN VENTILACION",238556,6,"CMI-355","127/1","-","-","1400","1/2",{"$nulls":5},"5CMI3554014000","Existe","2021-08-12T10:40:00"]
[80,"2021-08-11T11:43:00","EXPERTOS EN VENTILACION",238556,4,"CMI-400","230/3","-","-","1450","1",{"$nulls":5},"5CMI400B014510","EXT.CMI-400 1T 1450RPM","2021-08-12T10:40:00"]
[81,"2021-08-11T11:43:00","EXPERTOS EN VENTILACION",238556,2,"CMI-500","230/3","-","-","1000","1",{"$nulls":5},"5CMI500B010000","Existe","2021-08-12T10:40:00"]
[82,"2021-08-11T11:43:00","EXPERTOS EN VENTILACION",238556,1,"CMI-630","230/3","-","-","800","1 1/2",{"$nulls":5},"5CMI630C080000","Existe","2021-08-12T10:40:00"]
[83,"2021-08-11T11:43:00","EXPERTOS EN VENTILACION",238556,1,"CMI-710","230/3","-","-","720","2",{"$nulls":5},"5CMI710D073030","Existe","2021-08-12T10:40:00"]
[84,"2021-08-11T11:43:00","EXPERTOS EN VENTILACION",238556,1,"CDAHF2-18/18","230/3","-","3500 CFM","610","3",null,null,"POLEA VARIABLE",null,null,"5CDAHF218E0600","Existe","2021-08-12T10:40:00"]
[85,"2021-08-11T12:13:00","EXPERTOS EN VENTILACION",238924,1,"CDAHF2-9/9","230/3","-","-","1150","1/2",null,null,"FILTROS: METALICO Y MERV8",null,null,"5CDAHF29991151","EXT.CDAHF2-9/9 1/2T 1150RPM","2021-08-12T10:40:00"]
[86,"2021-08-11T16:02:00","HVAC MECHANICAL",238971,1,"CRVLT-16","220/1","VE-01","-","1475","2",{"$nulls":5},"5CRVLT16101475","Existe","2021-08-12T12:15:00"]
[87,"2021-08-11T16:02:00","HVAC MECHANICAL",238971,1,"CRVLT-10","220/1","VE-02","-","1575","1/4",{"$nulls":5},"5CRVLT10201600","Existe","2021-08-12T12:15:00"]
[88,"2021-08-11T16:02:00","HVAC MECHANICAL",238971,1,"CRVLT-10","220/1","VE-03","-","1350","1/4",{"$nulls":5},"5CRVLT10201350","Existe","2021-08-12T12:15:00"]
[89,"2021-08-11T16:39:00","HVAC MECHANICAL",238974,1,"CLT-10","230/3","VE-02","-","1450","1/4",null,null,"CUBIERTA MOTOR",null,null,"5CLTG1081450CM","Existe","2021-08-12T12:15:00"]
[90,"2021-08-11T16:39:00","HVAC MECHANICAL",238974,1,"HGTA-630/H","230/3","VE-03","-","625","1/2",{"$nulls":5},"5HGTA630H90625","EXT.HGTA-630/H 1/2T 625RPM","2021-08-12T14:10:00"]
[91,"2021-08-11T17:15:00","CORESA",238978,1,"CCK-15/15","127/1","-","-","750","2",{"$nulls":5},"5CCK1515107500","Existe","2021-08-12T14:10:00"]
[92,"2021-08-11T17:54:00","HVAC MECHANICAL",238981,2,"CRVLT-30","230/3","VE-01","-","625","5",{"$nulls":5},"5CRVLT30F06250","EXT.CRVT-30 5T 625RPM","2021-08-12T14:10:00"]
[93,"2021-08-12T08:32:00","TRANE",238988,1,"CRVLT-14","230/3","-","1600 CFM","1750","3/4",null,null,"SWITCH IP 65",null,null,"5CRVLT14A1750S","EXT.CRVLT-14 3/4T 1750RPM SW","2021-08-12T14:10:00"]
[94,"2021-08-12T08:32:00","TRANE",238991,1,"CDAHF1-12/12","460/3","-","2733 CFM","875","1",null,null,null,"2021-08-18T16:58:00","A.SANCHEZ","5CDAHF112B0875","Existe","2021-08-19T14:45:00"]
[95,"2021-08-12T08:32:00","TRANE",238991,1,"CRVLT-20","460/3","-","3390 CFM","1200","1 1/2",{"$nulls":5},"5CRVLT20C01200","Existe","2021-08-12T14:10:00"]
[96,"2021-08-12T08:47:00","TRANE",238993,1,"CDAHF1-18/18","460/3","-","2900 CFM","400","1",null,null,null,"2021-08-12T16:37:00","A.SANCHEZ","5CDAHF118B0400","Existe","2021-08-13T09:40:00"]
[97,"2021-08-12T08:47:00","TRANE",238993,1,"CRHLT-12","460/3","-","600 CFM","1000","1/4",{"$nulls":5},"5CRHLT12801025","Existe","2021-08-12T14:10:00"]
[98,"2021-08-12T08:47:00","TRANE",238993,1,"CRVLT-22","460/3","-","3400 CFM","825","1 1/2",{"$nulls":5},"5CRVLT22C08250","Existe","2021-08-12T14:10:00"]
[99,"2021-08-12T08:58:00","TRANE",238994,1,"CDAVF1-12/12","230/3","-","2235 CFM","825","3/4",{"$nulls":5},"5CDAVF112A0825","EXT.CDAVF1-12/12 3/4T 825RPM","2021-08-12T14:10:00"]
[100,"2021-08-12T09:10:00","TRANE",238996,1,"CMI-450","230/3","-","2778 CFM","2075","5",{"$nulls":5},"5CMI450F020750","Existe","2021-08-12T14:10:00"]
[101,"2021-08-12T09:44:00","SIERRA MADRE",238999,5,"WXT 800-1/2-S","230/3","-","-","530","1/2",null,null,"MALLA DE PROTECCION, PERSIANA DE EXTRACCION, BRIDAS",null,null,"5WXT80090530PM","EXT.WXT-800 1/2T 530RPM MALLA","2021-08-13T09:40:00"]
[102,"2021-08-12T09:50:00","PRO-AIRE",239000,1,"CMI-355","220/1","-","-","2425","2",null,null,"*YA NO TRABAJAR CODIGO*"]
[103,"2021-08-12T09:57:00","MARGARIA MARIA GARCIA CARPIO",239001,1,"CMI-355","230/3","-","-","1825","1",null,null,"*YA NO TRABAJAR CODIGO*"]
[104,"2021-08-12T12:47:00","EXPERTOS EN VENTILACION",239013,1,"CRVLT-16","127/1","-","-","1200","3/4",{"$nulls":5},"5CRVLT16512000","Existe","2021-08-12T16:10:00"]
[105,"2021-08-12T12:55:00","EDISON MAQUINARIA",239014,1,"CMII-710","230/3","-","12056 CFM","1800","25",null,null,"CL II",null,null,"5CMII710P01800","EXT.CMII-710 25T 1800RPM","2021-08-13T13:30:00"]
[106,"2021-08-13T08:33:00","GRUPO TORNADO",239032,8,"HGTA-1000/H","230/3","VE-01 A 08","12825 CFM","1150","5",null,null,"*YA NO TRABAJAR CODIGO*",null,"A.NAVA"]
[107,"2021-08-13T08:33:00","GRUPO TORNADO",239032,6,"HGTA-1000/H","230/3","VE-09 A 12","17100 CFM","1075","5",{"$nulls":5},"5HGTA1000F1075","EXT.HGTA-1000/H 5T 1075RPM","2021-08-16T10:00:00"]
[108,"2021-08-13T08:33:00","GRUPO TORNADO",239032,4,"I-HGTA-1000/H","230/3","VI-01 A 04","11700 CFM","845","5",null,null,"INYECTOR",null,null,"5IHGTA1000F845","INY.HGTA-1000/H 5T 845RPM","2021-08-16T10:00:00"]
[109,"2021-08-13T09:33:00","CLIMA REAL",239037,1,"CMI-355","230/3","-","-","1234","1/2",{"$nulls":5},"5CMI3559125000","Existe","2021-08-16T10:00:00"]
[110,"2021-08-13T09:33:00","CLIMA REAL",239037,1,"CDAHF1-9/9","230/3","-","-","1047","1/2",null,null,"FILTRO METALICO",null,null,"5CDAHF19991050","Existe","2021-08-16T10:00:00"]
[111,"2021-08-13T09:56:00","GARCOSA",238323,3,"CMI-450","460/3","VE-01","-","2150","7 1/2",null,null,"CCW, SWITCH IP 65, BRIDA EN ARO TOMA DE AIRE (SUCCION) , BRIDA EN DESCARGA, ACOPLAMIENTO FLEXIBLE EN ASPIRACION (ARO TOMA DE AIRE), DISCO DE ENFRIAMIENTO","2021-08-17T08:50:00","A.GARCIA","5CMI450G2150DI","EXT.CMI-450 7.5T 2150RPM GI SW","2021-08-17T09:30:00"]
[112,"2021-08-13T11:10:00","FRIOECSA",239042,1,"CLT-12","230/3","-","-","1225","1/4",{"$nulls":5},"5CLTG128012250","EXT.CLTG-12 1/4T 1225RPM","2021-08-16T12:00:00"]
[113,"2021-08-13T11:10:00","FRIOECSA",239042,6,"HGTA-800/H","230/3","-","-","800","1",{"$nulls":5},"5HGTA800HB0800","EXT.HGTA-800/H 1T 800RPM","2021-08-16T12:00:00"]
[114,"2021-08-13T11:10:00","FRIOECSA",239042,6,"I-HGTA-800/H","230/3","-","-","750","3/4",null,null,"INYECTOR","2021-08-13T16:40:00","D.MORENO","5IHGTA800HA750","INY.HGTA-800/H 3/4T 750RPM","2021-08-17T09:30:00"]
[115,"2021-08-13T11:10:00","FRIOECSA",239042,1,"CMI-400","230/3","-","-","1325","3/4",{"$nulls":5},"5CMI400A013250","Existe","2021-08-16T10:30:00"]
[116,"2021-08-13T11:10:00","FRIOECSA",239042,1,"CMI-900","230/3","-","-","550","3",{"$nulls":5},"5CMI900E055000","Existe","2021-08-16T10:30:00"]
[117,"2021-08-13T11:10:00","FRIOECSA",239042,1,"CDAHF2-20/20","230/3","-","-","800","5",{"$nulls":5},"5CDAHF220F0801","Existe","2021-08-16T10:30:00"]
[118,"2021-08-17T09:40:00","FRIOECSA",239108,1,"CMI-560","230/3","-","10602 M3/HR","1400","5",{"$nulls":5},"5CMI560F014130","Existe","2021-08-18T09:30:00"]
[119,"2021-08-17T09:58:00","MYCAIR",239109,1,"CDAHF2-9/9","230/3","-","-","1350","1",null,null,"FILTROS MERV 8 Y MERV 13",null,null,"5CDAHF299B1351","EXT.CDAHF2-9/9 1T 1350RPM","2021-08-18T10:50:00"]
[120,"2021-08-17T09:58:00","MYCAIR",239109,1,"CDAHF2-12/12","230/3","-","-","1000","1 1/2",null,null,"FILTROS MERV 8 Y MERV 13",null,null,"5CDAHF212C1002","EXT.CDAHF2-12/12 1.5T 1000RPM","2021-08-18T10:50:00"]
[121,"2021-08-17T09:58:00","MYCAIR",239109,1,"CDAHF2-12/12","230/3","-","-","1125","1 1/2",null,null,"FILTROS MERV 8 Y MERV 13",null,null,"5CDAHF212C1125","EXT.CDAHF2-12/12 1.5T 1125RPM","2021-08-18T10:50:00"]
[122,"2021-08-17T09:58:00","MYCAIR",239109,2,"CDAHF2-9/9","230/3","-","-","1475 ","1 1/2",null,null,"FILTROS MERV 8 Y MERV 13",null,null,"5CDAHF299C1475","EXT.CDAHF2-9/9 1.5T 1475RPM","2021-08-18T10:50:00"]
[123,"2021-08-17T09:58:00","MYCAIR",239109,1,"CDAHF2-9/9","230/3","-","-","1275","1",null,null,"FILTROS MERV 8 Y MERV 11",null,null,"5CDAHF299B1275","EXT.CDAHF2-9/9 1T 1275RPM","2021-08-18T10:50:00"]
[124,"2021-08-17T09:58:00","MYCAIR",239109,1,"CDAHF2-12/12","230/3","-","-","1050","1 1/2",null,null,"FILTROS MERV 8 Y MERV 11",null,null,"5CDAHF212C1051","EXT.CDAHF2-12/12 1.5T 1050RPM","2021-08-18T10:50:00"]
[125,"2021-08-17T09:58:00","MYCAIR",239109,1,"CDAHF2-12/12","230/3","-","-","1150","1 1/2",null,null,"FILTROS MERV 8 Y MERV 11",null,null,"5CDAHF212C1151","EXT.CDAHF2-12/12 1.5T 1150RPM","2021-08-18T10:50:00"]
[126,"2021-08-17T09:58:00","MYCAIR",239109,1,"CDAHF2-9/9","230/3","-","-","1450","1 1/2",null,null,"FILTROS MERV 8 Y MERV 11",null,null,"5CDAHF299C1450","EXT.CDAHF2-9/9 1.5T 1450RPM","2021-08-18T10:50:00"]
[127,"2021-08-17T09:58:00","MYCAIR",239109,1,"CDAHF2-9/9","230/3","-","-","1400","1 1/2",null,null,"FILTROS MERV 8 Y MERV 11",null,null,"5CDAHF299C1400","EXT.CDAHF2-9/9 1.5T 1400RPM","2021-08-18T10:50:00"]
[128,"2021-08-17T10:41:00","ALCIONE",239115,2,"DXT-1500/25 5S","230/3","-","-","550","5",{"$nulls":5},"5DX15005S","Existe","2021-08-18T10:10:00"]
[129,"2021-08-17T10:50:00","ELECTRO SUMINISTROS TERMICOS",239116,2,"CCK-12/12","220/1","-","1000 CFM","680","1/2",{"$nulls":5},"5CCK1240675000","EXT.CCK-12/12 1/2M 675RPM","2021-08-18T10:50:00"]
[130,"2021-08-17T11:03:00","TRANE",239118,1,"CDAHF1-12/12","230/3","-","2909 CFM","925","1",{"$nulls":5},"5CDAHF112B0925","Existe","2021-08-18T09:30:00"]
[131,"2021-08-17T11:03:00","TRANE",239118,1,"CMI-400","230/3","-","3423 CFM","1900","2",{"$nulls":5},"5CMI400D019000","EXT.CMI-400 2T 1900RPM","2021-08-18T10:50:00"]
[132,"2021-08-17T12:48:00","EDISON MAQUINARIA",239133,1,"CRVLT-20","220/1","-","-","980","1 1/2",{"$nulls":5},"5CRVLT20709750","EXT.CRVLT-20 1.5M 975RPM","2021-08-18T10:50:00"]
[133,"2021-08-17T16:43:00","DE BUEN Y ASOCIADOS",239150,1,"CLTH-12","230/3","VI-01","1500 CFM","2300","2",null,null,"CUBIERTA MOTOR",null,null,"5CLTG12D2325CM","Existe","2021-08-17T17:50:00"]
[134,"2021-08-17T16:43:00","DE BUEN Y ASOCIADOS",239150,1,"CLT-12","127/1","VE-01","1300 CFM","1750","3/4",null,null,"CUBIERTA MOTOR",null,null,"5CLTG1251750CM","EXT.CLTG-12 3/4M 1750RPM CUBRE","2021-08-17T17:55:00"]
[135,"2021-08-17T17:57:00","T Y P REFRIGERACION",239153,38,"DAL-96-V-20","460/3","VE-01","40672 CFM","355","20",null,null,"BOMBA MONOFASICA 127V",null,null,"5DLVF96N035600","LAV.DALV-96 20T 355RPM BOMBAMF","2021-08-18T17:30:00"]
[136,"2021-08-18T09:03:00","AL MOTOR",239158,1,"CLT-30","460/3","VE PT 01","-","925","5",null,null,"CUBIERTA MOTOR",null,null,"5CLTG30F0925CM","Existe","2021-08-19T09:00:00"]
[137,"2021-08-18T09:03:00","AL MOTOR",239158,1,"CLT-30","460/3","VI PT 01","-","800","3",null,null,"CUBIERTA MOTOR",null,null,"5CLTG30E0815CM","Existe","2021-08-19T09:00:00"]
[138,"2021-08-18T09:03:00","AL MOTOR",239158,4,"CMI-355","230/3","VE 01","-","1525","1/2",{"$nulls":5},"5CMI3559155000","Existe","2021-08-19T09:00:00"]
[139,"2021-08-18T09:03:00","AL MOTOR",239158,4,"CMI-355","230/3","VE 02","-","1425","1/2",{"$nulls":5},"5CMI3559014500","Existe","2021-08-19T09:00:00"]
[140,"2021-08-18T09:03:00","AL MOTOR",239158,4,"CMI-355","230/3","VE 03","-","1350","1/2",{"$nulls":5},"5CMI3559013730  ","Existe","2021-08-19T09:20:00"]
[141,"2021-08-18T09:03:00","AL MOTOR",239158,1,"CMI-355","230/3","VE 03","-","1350","1/2","CCW","TH","CCW",null,null,"5CMI355901350I","EXT.CMI-355 1/2T 1350RPM GI","2021-08-19T09:20:00"]
[142,"2021-08-18T10:39:00","SOCONUSCO",239101,1,"CRHLT-12","127/1","-","-",1375,"1/4",{"$nulls":5},"5CRHLT12213750","Existe","2021-08-19T10:15:00"]
[143,"2021-08-18T11:40:00","PARTES Y CLIMAS LOUBET",239185,2,"CMI-400","127/1","VE-01 Y 02","-","1350","3/4",{"$nulls":5},"5CMI4005013750","Existe","2021-08-19T10:15:00"]
[144,"2021-08-18T13:31:00","CEDINSA",239205,4,"CMX 355/2P","460/3","-","-","3550","7 1/2","CW","UB","DESCARGA UB, CL II",null,null,"5CMXII355G35UB","Existe","2021-08-19T11:05:00"]
[145,"2021-08-18T16:11:00","NORDES",239219,2,"CDAHF1-18/18","230/3","-","-","775","3",{"$nulls":5},"5CDAHF118E0776","EXT.CDAHF1-18/18 3T 775RPM","2021-08-19T11:05:00"]
[146,"2021-08-18T16:20:00","EXPERTOS EN VENTILACION",239220,1,"RXT 1500-10T-36/S","230/3","-","-","550","10",{"$nulls":5},"5NRXT15001036S","Existe","2021-08-19T11:05:00"]
[147,"2021-08-18T16:32:00","QUE CALOR",239221,1,"CMX 315/6P","230/3","-","-","1120","1/3",null,null,"MOTOR 1/3 2-MO-136L MOTOR LEESON 1/3T 6P A-56 TEFC",null,null,"5CMX315T011200","Existe","2021-08-19T11:05:00"]
[148,"2021-08-18T17:08:00","MYCAIR",239231,1,"CMI-630","230/3","-","-","950","3",{"$nulls":5},"5CMI630E095000","Existe","2021-08-19T11:05:00"]
[149,"2021-08-19T08:55:00","SIGRIST",239237,2,"DXT-1250/L1 2","230/3","-","37052 M3/HR","540","2",{"$nulls":5},"5DX12502S","Existe","2021-08-19T11:20:00"]
[150,"2021-08-19T08:55:00","SIGRIST",239237,2,"INY.DXT-1250/L1 2","230/3","-","37052 M3/HR","540","2",null,null,"INYECTOR",null,null,"5IDX12502S","Existe","2021-08-19T12:00:00"]
[151,"2021-08-19T16:32:00","SOLUCIONES Y SERVICIOS",239259,1,"CDAHF1-18/18","230/3","-","-","525","1",{"$nulls":5},"5CDAHF118B0525","Existe","2021-08-20T13:30:00"]
[152,"2021-08-19T16:50:00","PROENSA",239260,1,"DAL-9-H-1 1/2","230/3","-","-","575","1 1/2",null,null,"BOMBA MONOFASICA 127V",null,null,"5UDLHF9C057500","Existe","2021-08-20T13:30:00"]
[153,"2021-08-19T16:55:00","T Y P REFRIGERACION",239261,1,"DAL-16-V-1 1/2","230/3","-","8000 M3/HR","408","1 1/2",{"$nulls":5},"5UDLVF16C04000","LAV.DALV-16 1.5T 400RPM","2021-08-20T13:30:00"]
[154,"2021-08-19T16:55:00","T Y P REFRIGERACION",239261,2,"CRVLT-18","220/1","-","44542 M3/HR","1175","1",{"$nulls":5},"5CRVLT18601175","Existe","2021-08-20T13:30:00"]
[155,"2021-08-20T10:40:00","SENSA CLIMATIZACION",238493,1,"CMI-630","460/3","-","7900 CFM","1175","5",{"$nulls":5},"5CMI630F011750","EXT.CMI-630 5T 1175RPM","2021-08-20T16:50:00"]
[156,"2021-08-20T10:56:00","SENSA CLIMATIZACION",239276,1,"CLT-30","460/3","-","-","850","5",null,null,"CUBIERTA MOTOR",null,null,"5CLTG30F0850CM","Existe","2021-08-20T16:50:00"]
[157,"2021-08-20T10:56:00","SENSA CLIMATIZACION",239276,1,"CLT-14","460/3","-","-","2050","1 1/2",null,null,"CUBIERTA MOTOR",null,null,"5CLTH14C2050CM","EXT.CLTH-14 1.5T 2050RPM CUBRE","2021-08-20T16:50:00"]
[158,"2021-08-20T11:08:00","SENSA CLIMATIZACION",239277,1,"CMI-800","460/3","-","-","875","7 1/2",{"$nulls":5},"5CMI800G08600","Existe","2021-08-20T16:50:00"]
[159,"2021-08-20T11:17:00","SENSA CLIMATIZACION",239279,1,"CMI-1000","460/3","-","-","600","5",{"$nulls":5},"5CMI1000F06000","Existe","2021-08-20T16:50:00"]
[160,"2021-08-20T11:23:00","SENSA CLIMATIZACION",239280,1,"CMI-630","460/3","-","-","1250","5",{"$nulls":5},"5CMI630F125000","Existe","2021-08-20T16:50:00"]
[161,"2021-08-20T12:38:00","EXPERTOS EN VENTILACION",239241,2,"CLT-18","230/3","-","-","1225","1",{"$nulls":5},"5CLTG18B012250","EXT.CLTG-18 1T 1225RPM","2021-08-23T10:35:00"]
[162,"2021-08-20T12:38:00","EXPERTOS EN VENTILACION",239241,1,"CLT-30","230/3","-","-","750","2",null,null,"**PARTIDA CANCELADA YA NO TRABAJAR CODIGO**",null,"L.AGUAYO"]
[163,"2021-08-20T12:38:00","EXPERTOS EN VENTILACION",239241,1,"CMI-1000","230/3","-","-","500","5",{"$nulls":5},"5CMI1000F05010","Existe","2021-08-23T09:15:00"]
[164,"2021-08-20T12:38:00","EXPERTOS EN VENTILACION",239241,1,"CMI-1000","230/3","-","-","525","5",{"$nulls":5},"5CMI1000F05250","Existe","2021-08-23T09:15:00"]
[165,"2021-08-20T12:38:00","EXPERTOS EN VENTILACION",239241,1,"CMI-1000","230/3","-","-","550","5",{"$nulls":5},"5CMI1000F05500","Existe","2021-08-23T09:15:00"]
[166,"2021-08-20T12:38:00","EXPERTOS EN VENTILACION",239241,1,"CMI-315","230/3","-","-","2700","2",{"$nulls":5},"5CMI315D027000","EXT.CMI-315 2T 2700RPM","2021-08-23T10:35:00"]
[167,"2021-08-20T12:38:00","EXPERTOS EN VENTILACION",239241,1,"CMI-900","230/3","-","-","825","7 1/2",{"$nulls":5},"5CMI900G082500","EXT.CMI-900 7.5T 825RPM","2021-08-23T10:35:00"]
[168,"2021-08-20T12:38:00","EXPERTOS EN VENTILACION",239241,1,"CRVLT-12","230/3","-","-","1625","1/3",{"$nulls":5},"5CRVLT12T01625","EXT.CRVLT-12 1/3T 1625RPM","2021-08-23T10:35:00"]
[169,"2021-08-20T12:38:00","EXPERTOS EN VENTILACION",239241,1,"CLT-33","230/3","-","-","775","5",{"$nulls":5},"5CLTG33F077500","Existe","2021-08-23T09:15:00"]
[170,"2021-08-20T12:38:00","EXPERTOS EN VENTILACION",239241,1,"CCL-18/18","230/3","-","-","750","3",null,null,null,"2021-09-01T08:07:00","L.AGUAYO","5CCL1818E07500","EXT.CCL-18/18 3T 750RPM","2021-09-02T08:25:00"]
[171,"2021-08-20T12:38:00","EXPERTOS EN VENTILACION",239241,2,"CDAHF2-30/28","230/3","-","-","550","20",{"$nulls":5},"5CDAHF2328N551","EXT.CDAHF2-30/28 20T 550RPM","2021-08-23T10:35:00"]
[172,"2021-08-20T13:18:00","SIERRA MADRE",239289,1,"DAL-9-H-3/4","127/1","-","-","650","3/4",null,null,"MOTOR MONOFASICO 2-MO-344RG MOTOR REGAL 3/4M 4P ARM.56",null,null,"5UDLHF95065000","LAV.DALH-9 3/4M 650RPM","2021-08-23T10:35:00"]
[173,"2021-08-23T09:47:00","PERSSA",239316,2,"PORTA FILTRO WX 1500","-","-","-","-","-",null,null,"1 ETAPA CON FILTROS METALICOS, BRIDAS",null,null,"FORMATO","FORMATO"]
[174,"2021-08-23T15:44:00","SIGRIST",239320,1,"CMI-450","230/3","-","-","1400","1 1/2",{"$nulls":5},"5CMI450C014000","Existe","2021-08-25T12:50:00"]
[175,"2021-08-23T16:15:00","CASTREJON JIMENEZ MARIA DANIA",239325,1,"CRVLT-18","127/1","-","-","1050","3/4",{"$nulls":5},"5CRVLT18501050","Existe","2021-08-25T12:50:00"]
[176,"2021-08-23T16:15:00","CASTREJON JIMENEZ MARIA DANIA",239325,1,"CRVLT-18","127/1","-","-","1050","1",{"$nulls":5},"5CRVLT18601050","Existe","2021-08-25T12:50:00"]
[177,"2021-08-23T16:43:00","CLIMAS SA",239342,1,"WXT 1500-5-S","460/3","-","25426 CFM","550","5",null,null,"MALLA EN ASPIRACION, PERSIANA, BRIDAS",null,null,"FORMATO","FORMATO","2021-08-25T16:30:00"]
[178,"2021-08-24T09:03:00","T Y P REFRIGERACION",239353,1,"CCL 12/12","127/1","-","-","650","1/4",{"$nulls":5},"5CCL1212206500","EXT.CCL-12/12 1/4M 650RPM","2021-08-25T16:30:00"]
[179,"2021-08-24T11:38:00","GRUPO OREA",239363,2,"DAL-25-H-5","220/3","-","-","550","5",{"$nulls":5},"5UDLHF25F05500","Existe"]
[180,"2021-08-24T12:32:00","J & C TECHNOLOGY",239025,1,"CLT-10","220/1","VED-PB-01","702 CFM","1525","1/4",null,null,"SWITCH IP 65",null,null,"5CLTG10201500S","REPETIDO 225"]
[181,"2021-08-24T12:32:00","J & C TECHNOLOGY",239025,2,"CMI-630","460/3","VEGD-PB-01 Y 02","6320 CFM","950","3",null,null,"SWITCH IP 65",null,null,"5CMI630E09500S","Existe","2021-08-27T17:30:00"]
[182,"2021-08-24T12:32:00","J & C TECHNOLOGY",239025,4,"CMI-800","460/3","VEGD-PB-02 AL 05","9040 CFM","750","5",null,null,"SWITCH IP 65",null,null,"5CMI800F07510S","EXT.CMI-800 5T 750RPM SW","2021-08-27T17:30:00"]
[183,"2021-08-24T12:32:00","J & C TECHNOLOGY",239025,2,"CMI-710","460/3","VEGD-PB-06 Y 07","8440 CFM","925","5",null,null,"SWITCH IP 65",null,null,"5CMI710F09250S","EXT.CMI-710 5T 925RPM SW","2021-08-27T17:30:00"]
[184,"2021-08-24T12:32:00","J & C TECHNOLOGY",239025,1,"CLT-10","220/1","VED-MEZ-01","702 CFM","1650","1/3",null,null,"SWITCH IP 65",null,null,"5CLTG10301650S","EXT.CLTG-10 1/3M 1650RPM SW","2021-08-26T10:15:00"]
[185,"2021-08-24T12:32:00","J & C TECHNOLOGY",239025,1,"CLT-10","220/1","VED-PB-02","702 CFM","1625","1/3",null,null,"SWITCH IP 65",null,null,"5CLTG10301650S","REPETIDO 184"]
[186,"2021-08-24T12:32:00","J & C TECHNOLOGY",239025,1,"CLT-20","460/3","VED-MEZ-02","3200 CFM","900","1",null,null,"SWITCH IP 65",null,null,"5CLTG20B09000S","EXT.CLTG-20 1T 900RPM SW","2021-08-26T12:45:00"]
[187,"2021-08-24T12:32:00","J & C TECHNOLOGY",239025,1,"CLT-20","460/3","VED-MEZ-03","3200 CFM","950","1",null,null,"SWITCH IP 65",null,null,"5CLTG20B09500S","EXT.CLTG-20 1T 950RPM SW","2021-08-26T12:45:00"]
[188,"2021-08-24T12:32:00","J & C TECHNOLOGY",239025,2,"CLT-42","460/3","VPE-E2-01 Y 02","11300 CFM","475","5",null,null,"MOTOR USO VARIADOR 2-MO-542US, SWITCH IP 65",null,null,"5CLTG42F04750S","EXT.CLTG-42 5T 475RPM SW MOTOR","2021-08-27T14:00:00"]
[189,"2021-08-24T12:32:00","J & C TECHNOLOGY",239025,1,"CLT-36","460/3","VPE-E3-01","9000 CFM","525","3",null,null,"MOTOR USO VARIADOR 2-MO-342US, SWITCH IP 65",null,null,"5CLTG36E05260S","EXT.CLTG-36 3T 525RPM SW MOTOR","2021-08-27T12:00:00"]
[190,"2021-08-24T12:32:00","J & C TECHNOLOGY",239025,1,"CLT-26","460/3","VES-E2-01","5250 CFM","925","5",null,null,"SWITCH IP 65",null,null,"5CLTG26F09250S","EXT.CLTG-26 5T 925RPM SW","2021-08-26T16:00:00"]
[191,"2021-08-24T12:32:00","J & C TECHNOLOGY",239025,1,"CLT-26","460/3","VES-E2-02","5500 CFM","925","5",null,null,"SWITCH IP 65",null,null,"5CLTG26F09250S","REPETIDO 190"]
[192,"2021-08-24T12:32:00","J & C TECHNOLOGY",239025,1,"CLT-24","460/3","VES-E2-03","4400 CFM","1000","3",null,null,"SWITCH IP 65",null,null,"5CLTG24E01025S","REPETIDO 233"]
[193,"2021-08-24T12:32:00","J & C TECHNOLOGY",239025,1,"CLT-26","460/3","VES-E2-04","4950 CFM","900","3",null,null,"SWITCH IP 65",null,null,"5CLTG26E09000S","EXT.CLTG-26 3T 900RPM SW","2021-08-26T16:00:00"]
[194,"2021-08-24T12:32:00","J & C TECHNOLOGY",239025,1,"CLT-26","460/3","VES-E3-01","4800 CFM","875","3",null,null,"SWITCH IP 65",null,null,"5CLTG26E09000S","REPETIDO 193"]
[195,"2021-08-24T12:32:00","J & C TECHNOLOGY",239025,1,"CLT-20","460/3","VES-E3-02","2750 CFM","1175","2",null,null,"SWITCH IP 65",null,null,"5CLTG20D01175S","EXT.CLTG-20 2T 1175RPM SW","2021-08-26T12:45:00"]
[196,"2021-08-24T12:32:00","J & C TECHNOLOGY",239025,1,"CLT-20","460/3","VES-E3-03","2600 CFM","1175","2",null,null,"SWITCH IP 65",null,null,"5CLTG20D01175S","REPETIDO 195"]
[197,"2021-08-24T12:32:00","J & C TECHNOLOGY",239025,1,"CLT-16","460/3","VES-E3-04","2520 CFM","1350","1 1/2",null,null,"SWITCH IP 65",null,null,"5CLTG16C01350S","EXT.CLTG-16 1.5T 1350RPM SW","2021-08-26T11:55:00"]
[198,"2021-08-24T12:32:00","J & C TECHNOLOGY",239025,1,"CMI-450","460/3","VEGD-N1-01","3917 CFM","1450","2",null,null,"SWITCH IP 65",null,null,"5CMI450D01450S","EXT.CMI-450 2T 1450RPM SW","2021-08-27T17:30:00"]
[199,"2021-08-24T12:32:00","J & C TECHNOLOGY",239025,1,"CMI-400","460/3","VEGD-N1-02","2862 CFM","1500","1 1/2",null,null,"SWITCH IP 65",null,null,"5CMI400C01500S","EXT.CMI-400 1.5T 1500RPM SW","2021-08-27T17:30:00"]
[200,"2021-08-24T12:32:00","J & C TECHNOLOGY",239025,2,"CMI-630","460/3","VEGD-N1-03 Y 04","6456 CFM","950","3",null,null,"SWITCH IP 65",null,null,"5CMI630E09500S","REPETIDO 181"]
[201,"2021-08-24T12:32:00","J & C TECHNOLOGY",239025,1,"CLT-12","220/1","VED-N1-05","1194 CFM","1375","1/2",null,null,"SWITCH IP 65",null,null,"5CLTG12401375S","EXT.CLTG-12 1/2M 1375RPM SW","2021-08-26T10:25:00"]
[202,"2021-08-24T12:32:00","J & C TECHNOLOGY",239025,1,"CMI-630","460/3","VEGD-N1-05","6069 CFM","925","3",null,null,"SWITCH IP 65",null,null,"5CMI630E09500S","REPETIDO 181"]
[203,"2021-08-24T12:32:00","J & C TECHNOLOGY",239025,1,"CLT-10","220/1","VED-N1-06","741 CFM","1475","1/4",null,null,"SWITCH IP 65",null,null,"5CLTG10201500S","REPETIDO 203"]
[204,"2021-08-24T12:32:00","J & C TECHNOLOGY",239025,1,"CMI-450","460/3","VEGD-N1-06","3777 CFM","1425","2",null,null,"SWITCH IP 65",null,null,"5CMI450D01450S","REPETIDO 198"]
[205,"2021-08-24T12:32:00","J & C TECHNOLOGY",239025,1,"CMI-560","460/3","VEGD-N1-07","5036 CFM","1100","3",null,null,"SWITCH IP 65",null,null,"5CMI560E01100S","EXT.CMI-560 3T 1100RPM SW","2021-08-27T17:30:00"]
[206,"2021-08-24T12:32:00","J & C TECHNOLOGY",239025,1,"CLT-10","220/1","VED-N1-07","741 CFM","1475","1/4",null,null,"SWITCH IP 65",null,null,"5CLTG10201500S","REPETIDO 203"]
[207,"2021-08-24T12:32:00","J & C TECHNOLOGY",239025,1,"CMI-560","460/3","VEGD-RT-01","6046 CFM","1200","3",null,null,"SWITCH IP 65",null,null,"5CMI560E01200S","EXT.CMI-560 3T 1200RPM SW","2021-08-27T17:30:00"]
[208,"2021-08-24T12:32:00","J & C TECHNOLOGY",239025,1,"CLT-10","220/1","VED-R-T05","741 CFM","1475","1/4",null,null,"SWITCH IP 65",null,null,"5CLTG10201500S","REPETIDO 225"]
[209,"2021-08-24T12:32:00","J & C TECHNOLOGY",239025,2,"CLT-22","460/3","VID-PB-01","4140 CFM","775","1",null,null,"SWITCH IP 65",null,null,"5CLTG22B07750S","EXT.CLTG-22 1T 775RPM SW","2021-08-26T13:50:00"]
[210,"2021-08-24T12:32:00","J & C TECHNOLOGY",239025,3,"CLT-26","460/3","VID-PB-02 AL 04","6030 CFM","725","2",null,null,"SWITCH IP 65",null,null,"5CLTG26D07250S","EXT.CLTG-26 2T 725RPM SW","2021-08-26T16:00:00"]
[211,"2021-08-24T12:32:00","J & C TECHNOLOGY",239025,1,"CLT-30","460/3","VID-PB-05","6030 CFM","525","1",null,null,"SWITCH IP 65",null,null,"5CLTG30B05250S","EXT.CLTG-30 1T 525RPM SW","2021-08-26T17:00:00"]
[212,"2021-08-24T12:32:00","J & C TECHNOLOGY",239025,2,"CLT-36","460/3","VID-MEZ-01 Y 02","7174 CFM","425","1 1/2",null,null,"SWITCH IP 65",null,null,"5CLTG36C04250S","EXT.CLTG-36 1.5T 425RPM SW","2021-08-27T12:00:00"]
[213,"2021-08-24T12:32:00","J & C TECHNOLOGY",239025,2,"CLT-42","460/3","VID-PB-06 Y 07","12168 CFM","425","5",null,null,"SWITCH IP 65",null,null,"5CLTG42F04250S","EXT.CLTG-42 5T 425RPM SW","2021-08-27T14:00:00"]
[214,"2021-08-24T12:32:00","J & C TECHNOLOGY",239025,1,"CLT-20","230/3","VID-N1-01","3525 CFM","1025","1 1/2",null,null,"SWITCH IP 65",null,null,"5CLTG20C01025S","EXT.CLTG-20 1.5T 1025RPM SW","2021-08-26T12:45:00"]
[215,"2021-08-24T12:32:00","J & C TECHNOLOGY",239025,1,"CLT-18","460/3","VID-N1-02","2576 CFM","1025","3/4",null,null,"SWITCH IP 65",null,null,"5CLTG18A01025S","EXT.CLTG-18 3/4T 1025RPM SW","2021-08-26T11:30:00"]
[216,"2021-08-24T12:32:00","J & C TECHNOLOGY",239025,2,"CLT-26","460/3","VID-N1-03 Y 04","5810 CFM","650","1 1/2",null,null,"SWITCH IP 65",null,null,"5CLTG26C06500S","EXT.CLTG-26 1.5T 650RPM SW","2021-08-26T16:00:00"]
[217,"2021-08-24T12:32:00","J & C TECHNOLOGY",239025,1,"CLT-30","460/3","VID-N1-05","5462 CFM","500","1",null,null,"SWITCH IP 65",null,null,"5CLTG30B05250S","REPETIDO 211"]
[218,"2021-08-24T12:32:00","J & C TECHNOLOGY",239025,1,"CLT-24","460/3","VID-N1-06","4389 CFM","700","1",null,null,"SWITCH IP 65",null,null,"5CLTG24B07250S","REPETIDO 233"]
[219,"2021-08-24T12:32:00","J & C TECHNOLOGY",239025,1,"CLT-26","460/3","VID-N1-07","4532 CFM","575","1",null,null,"SWITCH IP 65",null,null,"5CLTG26B05750S","EXT.CLTG-26 1T 575RPM SW","2021-08-26T16:00:00"]
[220,"2021-08-24T12:32:00","J & C TECHNOLOGY",239025,1,"CLT-28","460/3","VID-RT-01","5443 CFM","575","1 1/2",null,null,"SWITCH IP 65",null,null,"5CLTG28C05750S","EXT.CLTG-28 1.5T 575RPM SW","2021-08-26T17:45:00"]
[221,"2021-08-24T13:13:00","SERVICIOS ESPECIALIZADOS DEL NORTE",239371,1,"CRVHT-33","230/3","-","11125 CFM","825","7 1/2",{"$nulls":5},"5CRVHT33G08250","Existe","2021-08-25T17:45:00"]
[222,"2021-08-24T13:13:00","SERVICIOS ESPECIALIZADOS DEL NORTE",239371,1,"CLT-22","230/3","-","7800 CFM","1200","5",null,null,"CUBIERTA MOTOR",null,null,"5CLTG22F1201CM","EXT.CLTG-22 5T 1200RPM CUBRE","2021-08-26T08:10:00"]
[223,"2021-08-24T13:37:00","J & C TECHNOLOGY",239373,1,"CLT-24","460/3","VEV-S-03","4612 CFM","725","1",null,null,"SWITCH IP 65",null,null,"5CLTG24B07250S","EXT.CLTG-24 1T 725RPM SW","2021-08-26T13:50:00"]
[224,"2021-08-24T13:37:00","J & C TECHNOLOGY",239373,1,"CLT-22","460/3","VEV-S-04","3132 CFM","725","3/4",null,null,"SWITCH IP 65",null,null,"5CLTG22A07250S","EXT.CLTG-22 3/4T 725RPM SW","2021-08-26T13:50:00"]
[225,"2021-08-24T13:37:00","J & C TECHNOLOGY",239373,1,"CLT-10","220/1","VEV-S-05","814 CFM","1500","1/4",null,null,"SWITCH IP 65",null,null,"5CLTG10201500S","EXT.CLTG-10 1/4M 1500RPM SW","2021-08-26T10:15:00"]
[226,"2021-08-24T13:37:00","J & C TECHNOLOGY",239373,1,"CLT-10","220/1","VEV-S-06","270 CFM","1050","1/4",null,null,"SWITCH IP 65",null,null,"5CLTG10201050S","EXT.CLTG-10 1/4M 1050RPM SW","2021-08-26T10:15:00"]
[227,"2021-08-24T13:37:00","J & C TECHNOLOGY",239373,1,"CLT-42","460/3","VEV-PB-02","13100 CFM","400","3",null,null,"SWITCH IP 65",null,null,"5CLTG42E04000S","EXT.CLTG-42 3T 400RPM SW","2021-08-27T14:00:00"]
[228,"2021-08-24T13:37:00","J & C TECHNOLOGY",239373,1,"CLT-16","220/1","VEV-PB-03","1490 CFM","850","1/2",null,null,"SWITCH IP 65",null,null,"5CLTG16408500S","EXT.CLTG-16 1/2M 850RPM SW","2021-08-26T11:55:00"]
[229,"2021-08-24T13:37:00","J & C TECHNOLOGY",239373,1,"CLT-10","220/1","VEV-PB-04","945 CFM","1750","1/2",null,null,"SWITCH IP 65",null,null,"5CLTG10401750S","EXT.CLTG-10 1/2M 1750RPM SW","2021-08-26T10:15:00"]
[230,"2021-08-24T13:37:00","J & C TECHNOLOGY",239373,1,"CLT-36","460/3","VPE-E1-01","11200 CFM","575","5",null,null,"MOTOR USO VARIADOR 2-MO-542US, SWITCH IP 65",null,null,"5CLTG36F05750S","EXT.CLTG-36 5T 575RPM SW MOTOR","2021-08-27T12:00:00"]
[231,"2021-08-24T13:37:00","J & C TECHNOLOGY",239373,1,"CLT-36","460/3","VPE-E1-02","11300 CFM","575","5",null,null,"MOTOR USO VARIADOR 2-MO-542US, SWITCH IP 65",null,null,"REPETIDO","REPETIDO 230"]
[232,"2021-08-24T13:37:00","J & C TECHNOLOGY",239373,1,"CLT-24","460/3","VES-E1-01","5700 CFM","1125","5",null,null,"SWITCH IP 65",null,null,"5CLTG24F01125S","EXT.CLTG-24 5T 1125RPM SW","2021-08-26T13:50:00"]
[233,"2021-08-24T13:37:00","J & C TECHNOLOGY",239373,1,"CLT-24","460/3","VES-E1-02","4400 CFM","1025","3",null,null,"SWITCH IP 65",null,null,"5CLTG24E01025S","EXT.CLTG-24 3T 1025RPM SW","2021-08-26T13:50:00"]
[234,"2021-08-24T13:37:00","J & C TECHNOLOGY",239373,1,"CLT-28","460/3","VES-E1-03","6600 CFM","875","5",null,null,"SWITCH IP 65",null,null,"5CLTG28F08750S","EXT.CLTG-28 5T 875RPM SW","2021-08-26T17:45:00"]
[235,"2021-08-24T13:37:00","J & C TECHNOLOGY",239373,1,"CLT-24","460/3","VES-E1-04","3850 CFM","1175","5",null,null,"SWITCH IP 65",null,null,"5CLTG24F01175S","EXT.CLTG-24 5T 1175RPM SW","2021-08-26T13:50:00"]
[236,"2021-08-24T13:37:00","J & C TECHNOLOGY",239373,1,"CMI-1000","460/3","VEGV-N1-01","16390 CFM","650","10",null,null,"MOTOR USO VARIADOR 2-MO-010VUS, SWITCH IP 65",null,null,"5CMI1000H0650S","EXT.CMI-1000 10T 650RPM SW MOT","2021-08-27T17:30:00"]
[237,"2021-08-24T13:37:00","J & C TECHNOLOGY",239373,1,"CMI-900","460/3","VEGV-N1-02","12912 CFM","725","7 1/2",null,null,"MOTOR USO VARIADOR 2-MO-755MR, SWITCH IP 65",null,null,"5CMI900G07250S","EXT.CMI-900 7.5T 725RPM SW MOT","2021-08-27T17:30:00"]
[238,"2021-08-24T13:37:00","J & C TECHNOLOGY",239373,1,"CLT-10","220/1","VEV-N1-01","710 CFM","1525","1/4",null,null,"SWITCH IP 65",null,null,"5CLTG10201500S","REPETIDO 180"]
[239,"2021-08-24T13:37:00","J & C TECHNOLOGY",239373,2,"CLT-10","220/1","VEV-N1-02 ","700 CFM","1525","1/4",null,null,"SWITCH IP 65",null,null,"5CLTG10201500S","REPETIDO 180"]
[240,"2021-08-24T13:37:00","J & C TECHNOLOGY",239373,1,"CLT-16","460/3","VEV-N1-03","2200 CFM","1025","3/4",null,null,"SWITCH IP 65",null,null,"5CLTG16A01025S","EXT.CLTG-16 3/4T 1025RPM SW","2021-08-26T11:55:00"]
[241,"2021-08-24T13:37:00","J & C TECHNOLOGY",239373,1,"CLT-12","220/1","VEV-RT-02","1142 CFM","1225","1/3",null,null,"SWITCH IP 65",null,null,"5CLTG12301225S","EXT.CLTG-12 1/3M 1225RPM SW","2021-08-26T10:25:00"]
[242,"2021-08-24T13:37:00","J & C TECHNOLOGY",239373,1,"CLT-14","220/1","VEV-RT-03","342 CFM","650","1/4",null,null,"SWITCH IP 65",null,null,"5CLTG14206500S","EXT.CLTG-14 1/4M 650RPM SW","2021-08-26T11:30:00"]
[243,"2021-08-24T13:37:00","J & C TECHNOLOGY",239373,1,"CMI-710","460/3","VEGC-RT-01","7756 CFM","825","3",null,null,"SWITCH IP 65",null,null,"5CMI710E08250S","Existe","2021-08-26T09:00:00"]
[244,"2021-08-24T13:37:00","J & C TECHNOLOGY",239373,1,"CLT-28","460/3","VIV-S-01","7904 CFM","700","2",null,null,"SWITCH IP 65",null,null,"5CLTG28D07000S","EXT.CLTG-28 2T 700RPM SW","2021-08-26T17:45:00"]
[245,"2021-08-24T13:37:00","J & C TECHNOLOGY",239373,1,"CLT-42","460/3","VIV-N1-01","13328 CFM","425","5",null,null,"SWITCH IP 65",null,null,"5CLTG42F04250S","REPETIDO 213"]
[246,"2021-08-24T13:37:00","J & C TECHNOLOGY",239373,1,"CLT-36","460/3","VIV-N1-02","11570 CFM","525","3",null,null,"SWITCH IP 65",null,null,"5CLTG36E05250S","EXT.CLTG-36 3T 525RPM SW","2021-08-27T12:00:00"]
[247,"2021-08-24T13:37:00","J & C TECHNOLOGY",239373,1,"CMI-630","460/3","VIV-RT-01","6982 CFM","825","2",null,null,"SWITCH IP 65",null,null,"5CMI630D08260S","EXT.CMI-630 2T 825RPM SW","2021-08-27T17:30:00"]
[248,"2021-08-24T13:37:00","J & C TECHNOLOGY",239373,1,"CLT-16","220/1","VEV-N1-04","1490 CFM","850","1/2",null,null,"SWITCH IP 65",null,null,"5CLTG16408500S","REPETIDO 228"]
[249,"2021-08-24T14:11:00","EXPERTOS EN VENTILACION",239375,2,"CMII-450","460/3","-","-","2400","7 1/2",null,null,"CL II",null,null,"5CMII450G02400","EXT.CMII-450 7.5T 2400RPM","2021-08-27T17:30:00"]
[250,"2021-08-24T15:54:00","SOCONUSCO",239380,1,"CMI-355","220/1","-","-","1200","1/3",{"$nulls":5},"5CMI3553012000","Existe","2021-08-25T17:45:00"]
[251,"2021-08-24T16:08:00","MYCAIR",239381,1,"CCL 15/15","230/3","-","-",780,3,{"$nulls":5},"5CCL1515E07850","Existe","2021-08-25T17:45:00"]
[252,"2021-08-25T08:51:00","ERNESTO AYAX",239392,1,"WXD 1000-2-6P/H/P","230/3","-","-","1165","2",null,null,"SWITCH IP 65, BANCO PORTAFILTO SUCCION, MALLA EN SUCCION, BRIDAS SUCCION Y DESCARGA",null,null,"5WXD10002117PF","EXT.WXD6-1000/H 2T 6P SW PTA.","2021-08-31T15:45:00"]
[253,"2021-08-25T10:52:00","INDUSTRIAS MICHELIN",238496,3,"CRHLT-10","460/3","721-EF-21 AL 23","825 CFM","1725","1/3",null,null,"MALLA EN DESCARGA, SWITCH IP 65, MOTOR TRIFASICO",null,null,"5CRHLT10T17MCH","EXT.CRHLT-10 1/3T 1725RPM SW","2021-08-31T15:45:00"]
[254,"2021-08-25T10:52:00","INDUSTRIAS MICHELIN",238496,2,"WXD 800-5 4P/H/A","460/3","523-EF-10 Y 11 ","15000 CFM ","1760 ","5",null,null,"SWITCH IP 65, MALLA PROTECCION, PERSIANA DE EXTRACCION P/WX",null,null,"5WXD800F176MCH","EXT.WXD-800/H 5T 4P SW MALLA","2021-08-31T15:45:00"]
[255,"2021-08-25T10:52:00","INDUSTRIAS MICHELIN",238496,2,"I-WXD 1000-5 4P/H/A","460/3"," 523-SF-09 Y 10"," 15000 CFM"," 1760","5",null,null,"INYECTOR, SWITCH IP 65, PERSIANA DE INYECCION P/WX , PORTAFILTRO DE 1 ETAPA FILTRO METALICO",null,null,"FORMATO","FORMATO"]
[256,"2021-08-25T11:23:00","AIRE PROYECTOS",239403,1,"CCK-18/18","230/3","-","10000 CFM","750","5",{"$nulls":5},"5CCK1818F07500","Existe","2021-08-30T14:30:00"]
[257,"2021-08-25T11:23:00","AIRE PROYECTOS",239403,1,"CRVLT-26","230/3","-","11215 CFM","750","2",{"$nulls":5},"5CRVLT26D07500","Existe","2021-08-30T14:30:00"]
[258,"2021-08-25T11:40:00","GRUPO TORNADO",239407,6,"HGTA-1000/H","230/3","VE-09 A 12","17100 CFM",1025,"5",{"$nulls":5},"5HGTA1000F1050","Existe","2021-08-30T16:00:00"]
[259,"2021-08-25T11:40:00","GRUPO TORNADO",239407,8,"HGTA-800/H","230/3","VE-01 A 08","12825 CFM",1150,"5",{"$nulls":5},"5HGTA800F01150","EXT.HGTA-800/H 5T 1150RPM","2021-08-31T10:45:00"]
[260,"2021-08-25T11:40:00","GRUPO TORNADO",239407,4,"I-HGTA-800/H","230/3","VI-01 A 04","11700 CFM",1100,"5",null,null,"INYECTOR ",null,null,"5IHGTA800F1100","INY. HGTA-800/H 5T 1100RPM","2021-08-31T10:45:00"]
[261,"2021-08-25T12:42:00","MIGA",239412,2,"WXT 800-1/2-S","460/3","VE-01","4843 CFM","530","1/2",null,null,"MALLA EN ASPIRACION",null,null,"5WXT80090530MA","EXT.WXT-800 1/2T 530RPM MALLA","2021-08-31T15:45:00"]
[262,"2021-08-25T12:42:00","MIGA",239412,2,"CLT-14","230/3","VE-02","1394 CFM","1225","1/3",null,null,"CUBIERTA MOTOR",null,null,"5CLTG14T1225CM","EXT.CLTG-14 1/3T 1225RPM CUBRE","2021-08-31T10:45:00"]
[263,"2021-08-25T13:11:00","CAMPOS HERNANDEZ JORGE",239414,2,"CRHLT-10","127/1","-","-","1125","1/4",{"$nulls":5},"5CRTHLT1021125","EXT.CRHLT-10 1/4M 1125RPM","2021-08-31T10:45:00"]
[264,"2021-08-25T13:11:00","CAMPOS HERNANDEZ JORGE",239414,1,"CRHLT-10","127/1","-","-","1475","1/3",{"$nulls":5},"5CRHLT10301475","EXT.CRHLT-10 1/3M 1475RPM","2021-08-31T10:45:00"]
[265,"2021-08-26T08:23:00","EDISON MAQUINARIA",239429,6,"BDB-630","230/3","-","-","1475","15",null,null,null,"2021-08-31T11:40:00","E.VALDEZ","5BDBI630M01475","Existe","2021-08-31T15:45:00"]
[266,"2021-08-26T09:54:00","PERSSA",239469,1,"HGTA-800/L","230/3","VE-01","-","1300","3",{"$nulls":5},"5HGTA800LE1300","Existe","2021-08-30T16:00:00"]
[267,"2021-08-30T09:40:00","ABEASA",239524,1,"CMI-630","230/3","-","-","900","3",{"$nulls":5},"5CMI630E091000","Existe","2021-08-30T17:20:00"]
[268,"2021-08-30T09:40:00","ABEASA",239524,1,"CCK-18/18","230/3","-","-","600","3",{"$nulls":5},"5CCK18E0600000","Existe","2021-08-30T17:20:00"]
[269,"2021-08-30T09:40:00","ABEASA",239524,1,"CDAH-12/12","230/3","-","-","875","1",{"$nulls":5},"5CDAH1212B0875","EXT.CDAH-12/12 1T 875RPM","2021-08-31T10:45:00"]
[270,"2021-08-30T13:56:00","VENDASA",239545,1,"CLT-24","230/3","VE-01","7,343CFM","1175","5",null,null,"SWITCH IP 65",null,null,"5CLTG24F01175S","Existe","2021-08-30T17:20:00"]
[271,"2021-08-30T13:56:00","VENDASA",239545,2,"CRVLT-16","220/1","VE-12 Y 13","1749 CFM","1275","1 1/2",null,null,"SWITCH IP 65",null,null,"5CRVLT1671275S","EXT.CRVLT-16 1.5M 1275RPM SW","2021-08-31T10:45:00"]
[272,"2021-08-30T13:56:00","VENDASA",239545,1,"CRHLD-10 1/8","115/1","VE-02","559 CFM","1075","1/8",null,null,"SWITCH IP 65",null,null,"5CRHLD101M000S","EXT.CRHLD-10 1/8M 6P SW","2021-08-31T10:45:00"]
[273,"2021-08-30T13:56:00","VENDASA",239545,1,"CRHLD-10 1/3","115/1","VE-03","896 CFM","1625","1/3",null,null,"SWITCH IP 65",null,null,"5CRHLD102M000S","EXT.CRHLD-10 1/3M 4P SW","2021-08-31T10:45:00"]
[274,"2021-08-30T13:56:00","VENDASA",239545,3,"CRHLT-12","230/3","VE-09, 10 Y 11","305 CFM","800","1/4",null,null,"SWITCH IP 65",null,null,"5CRHLT1280800S","EXT.CRHLT-12 1/4T 800RPM SW","2021-08-31T10:45:00"]
[275,"2021-08-30T16:18:00","SERVICIOS ESPECIALIZADOS EN TEMPERATURA",239566,1,"CDAHF2-12/12","230/3","VI-01","2600 CFM","725","3/4",{"$nulls":5},"5CDAHF212A0750","Existe","2021-08-31T12:45:00"]
[276,"2021-08-30T17:47:00","REFACCIONES Y DISPOSITIVOS PARA AIRE",239587,1,"CDAHF1-9/9","127/1","-","-","1450","1 1/2",{"$nulls":5},"5CDAHF19971450","EXT.CDAHF1-9/9 1.5M 1450RPM","2021-09-03T14:30:00"]
[277,"2021-08-30T18:01:00","SANCHEZ NAVARRO",239584,6,"DAL-96-H-30","460/3","VE-01","-","400","30",{"$nulls":5},"5DLHF96Q040000","LAV.DALH-96 30T 400RPM","2021-09-03T14:30:00"]
[278,"2021-08-30T18:01:00","SANCHEZ NAVARRO",239584,2,"DAL-96-H-30","460/3","VE-01","55183 CFM","352","30",{"$nulls":5},"5DLHF96Q035000","LAV.DALH-96 30T 350RPM","2021-09-03T14:30:00"]
[279,"2021-08-31T08:41:00","PICAST",239601,1,"DAL-36-H-7 1/2","230/3","-","17500 CFM","489","7 1/2",{"$nulls":5},"5UDLHF36G05000","LAV.DALH-36 7.5T 500RPM","2021-09-03T14:30:00"]
[280,"2021-08-31T08:46:00","J & C TECHNOLOGY",239602,1,"CRHLT-16","230/3","VE-03","2592 CFM","1100","3/4",null,null,"SWITCH IP 65",null,null,"5CRHLT16A1100S","EXT.CRHLT-16 3/4T 1100RPM SW","2021-09-03T14:30:00"]
[281,"2021-08-31T08:46:00","J & C TECHNOLOGY",239602,9,"CRHLT-18","220/1","VE-04,05,06,07,08,13,14,15,16","3611 CFM","1225","3/4",null,null,"SWITCH IP 65",null,null,"5CRHLT1851225S","EXT.CRHLT-18 3/4M 1225RPM SW","2021-09-03T14:30:00"]
[282,"2021-08-31T08:52:00","ELECTRO SUMINISTROS TERMICOS",239603,1,"DAL-9-H-1","230/3","-","-","490","1",{"$nulls":5},"5UDLHF9B049000","LAV.DALH-9 1T 490RPM","2021-09-03T14:30:00"]
[283,"2021-08-31T10:25:00","TRANE",238991,1,"CDAHF1-18/18","460/3","-","2733 CFM","600","1",null,null,null,"2021-08-31T16:11:00","A.SANCHEZ","5CDAHF118B0600","EXT.CDAHF1-18/18 1T 600RPM","2021-09-03T14:30:00"]
[284,"2021-08-31T12:07:00","CLIMAS ALFA",239597,1,"DISCO ENFRIAMIENTO","-","-","-","-","-",null,null,"DISCO DE ENFRIAMIENTO PARA CMI-280",null,null,"3-DI-280","Existe","2021-08-31T13:45:00"]
[285,"2021-08-31T12:32:00","PERSSA",239631,1,"CRVHT-33","230/3","VE-01","-","600","5",{"$nulls":5},"5CRVHT33F06000","Existe","2021-08-31T13:45:00"]
[286,"2021-08-31T13:41:00","VALENCIA MERAS FERNANDO",239642,1,"CCR-12/12","127/1","IN-02","1940 CFM","700","1/2",{"$nulls":5},"5CCR1212407000","EXT.CCR-12/12 1/2M 700RPM","2021-09-03T14:30:00"]
[287,"2021-08-31T13:41:00","VALENCIA MERAS FERNANDO",239642,1,"CCR-18/18","230/3","-","-","740","5",{"$nulls":5},"5CCR1818F07500","Existe","2021-09-02T17:45:00"]
[288,"2021-08-31T13:41:00","VALENCIA MERAS FERNANDO",239642,1,"CMI-500","230/3","VI-05","5500 CFM","1400","3",{"$nulls":5},"5CMI500E014000","Existe","2021-09-02T17:45:00"]
[289,"2021-08-31T13:41:00","VALENCIA MERAS FERNANDO",239642,1,"CMI-560","230/3","VI-06","7000 CFM","1275","5",{"$nulls":5},"5CMI560F012750","EXT.CMI-560 5T 1275RPM","2021-09-03T14:30:00"]
[290,"2021-08-31T13:41:00","VALENCIA MERAS FERNANDO",239642,1,"CDAHF1-20/20","230/3","VI-03","9000 CFM","675","5",{"$nulls":5},"5CDAHF120F0675","EXT.CDAHF1 20/20 5T 675RPM","2021-09-03T14:30:00"]
[291,"2021-08-31T13:41:00","VALENCIA MERAS FERNANDO",239642,1,"CDAHF1-20/20","230/3","VI-04","10350 CFM","725","7 1/2",{"$nulls":5},"5CDAHF120G0725","EXT.CDAHF1-20/20 7.5T 725RPM","2021-09-03T14:30:00"]
[292,"2021-08-31T13:41:00","VALENCIA MERAS FERNANDO",239642,8,"CRHLT-12","127/1","EX18 AL 25","900 CFM","1525","1/2",{"$nulls":5},"5CRHLT12401525","Existe","2021-09-02T17:45:00"]
[293,"2021-08-31T13:41:00","VALENCIA MERAS FERNANDO",239642,4,"CRHLT-12","127/1","EX26 AL 28","450 CFM","1350","1/4",{"$nulls":5},"5CRHLT12201350","Existe","2021-09-02T17:45:00"]
[294,"2021-08-31T13:41:00","VALENCIA MERAS FERNANDO",239642,1,"CRHLT-22","230/3","EX29","4590 CFM","875","1 1/2",{"$nulls":5},"5CRHLT22C08750","Existe","2021-09-02T17:45:00"]
[295,"2021-08-31T13:41:00","VALENCIA MERAS FERNANDO",239642,1,"CRHLT-18","230/3","EX32","3240 CFM","1350","1 1/2",{"$nulls":5},"5CRHLT18C01350","EXT.CRHLT-18 1.5T 1350RPM","2021-09-03T14:30:00"]
[296,"2021-08-31T13:41:00","VALENCIA MERAS FERNANDO",239642,1,"CRVHT-26","230/3","EX31 Y 31","8500 CFM","825","3",{"$nulls":5},"5CRVHT26E08500","Existe","2021-09-02T17:45:00"]
[297,"2021-08-31T13:41:00","VALENCIA MERAS FERNANDO",239642,1,"CRVLT-20","230/3","EC-01","4185 CFM","1225","1 1/2",{"$nulls":5},"5CRVLT20C01230","Existe","2021-09-02T17:45:00"]
[298,"2021-08-31T17:03:00","TODO EN VENTILACION",239668,1,"CDAHF1-9/9","230/3","-","2384 M3/HR","1166","3/4",{"$nulls":5},"5CDAHF199A1175","EXT.CDAHF1-9/9 3/4T 1175RPM","2021-09-03T14:30:00"]

{"sheet":"SEPTIEMBRE 2021","index":8,"n_rows":200,"n_cols":19,"rows_kept":200,"cut":false,"hidden":false,"merged":[[0,0,0,13],[0,16,0,17],[1,5,1,13]]}
["SIAC",{"$nulls":15},"ING. INDUSTRIAL"]
[{"$nulls":5},"CARACTERISTICAS DEL EQUIPO"]
["ITEM","FECHA SOLICITADA","Nombre Cliente ","PEDIDO","CANTIDAD","EQUIPO","Conexión","TAG","Caudal","R.P.M","MOTOR","GIRO","DESCARGA","OBSERVACIONES","Fecha de Correccion","ASESOR","Codigo","Descripción ","FECHA ENTREGA"]
[1,"2021-09-01T08:19:00","ALDANA CLIMA INTEGRAL",239605,3,"CCK-10/10","220/1","-","1150 CFM","600","3/4",{"$nulls":5},"5CCK1010506000","EXT.CCK-10/10 3/4M 600RPM","2021-09-06T11:55:00"]
[2,"2021-09-01T08:19:00","ALDANA CLIMA INTEGRAL",239605,1,"CCK-10/10","220/1","-","1150 CFM","700","3/4",{"$nulls":5},"5CCK1010507000","Existe","2021-09-06T11:55:00"]
[3,"2021-09-01T08:19:00","ALDANA CLIMA INTEGRAL",239605,1,"CCK-10/10","220/1","-","1150 CFM","800","3/4",{"$nulls":5},"5CCK1010508000","EXT.CCK-10/10 3/4M 800RPM","2021-09-06T09:40:00"]
[4,"2021-09-01T08:19:00","ALDANA CLIMA INTEGRAL",239605,1,"CCK-12/12","220/1","-","1900 CFM","550","3/4",{"$nulls":5},"5CCK1212505500","EXT.CCK-12/12 3/4M 550RPM","2021-09-06T11:55:00"]
[5,"2021-09-01T08:27:00","SANDRA SANCHEZ LOPEZ",239617,1,"CMI-710","230/3","-","-","1150","7 1/2",{"$nulls":5},"5CMI710G011500","Existe","2021-09-02T15:45:00"]
[6,"2021-09-01T08:27:00","SANDRA SANCHEZ LOPEZ",239617,1,"CMI-630","230/3","-","-","1275","5",{"$nulls":5},"5CMI630F012750","Existe","2021-09-02T15:45:00"]
[7,"2021-09-01T08:27:00","SANDRA SANCHEZ LOPEZ",239617,1,"CMI-500","230/3","-","-","1325","2",{"$nulls":5},"5CMI500D132500","Existe","2021-09-02T15:45:00"]
[8,"2021-09-01T08:27:00","SANDRA SANCHEZ LOPEZ",239617,1,"CMI-630","230/3","-","-","1125","5",{"$nulls":5},"5CMI630F112500","Existe","2021-09-02T15:45:00"]
[9,"2021-09-01T08:27:00","SANDRA SANCHEZ LOPEZ",239617,1,"CMI-560","230/3","-","-","1250","3",{"$nulls":5},"5CMI560E12350","Existe","2021-09-02T16:15:00"]
[10,"2021-09-01T08:46:00","T Y P REFRIGERACION",239635,1,"CMX 315/6P","460/3","-","-","1120","1/3",null,null,"MOTOR 1/3:  2-MO-136L ","2021-09-02T17:51:00","A.GARCIA","5CMX315T011200","Existe","2021-09-06T08:50:00"]
[11,"2021-09-01T08:46:00","T Y P REFRIGERACION",239635,1,"CMI-560","230/3","-","-","800","3/4",{"$nulls":5},"5CMI560A081300","Existe","2021-09-02T16:15:00"]
[12,"2021-09-01T08:46:00","T Y P REFRIGERACION",239635,1,"CRHLT-22","230/3","-","-","750","3/4",{"$nulls":5},"5CRHLT22A07500","Existe","2021-09-02T15:45:00"]
[13,"2021-09-01T08:46:00","T Y P REFRIGERACION",239635,1,"CDAHF1-20/20","230/3","-","-","575","1 1/2",{"$nulls":5},"5CDAHF120C0575","EXT.CDAHF1-20/20 1.5T 575RPM","2021-09-06T15:45:00"]
[14,"2021-09-01T08:46:00","T Y P REFRIGERACION",239635,1,"CDAHF1-12/12","230/3","-","-","1175","2",{"$nulls":5},"5CDAHF112D1175","EXT.CDAHF1-12/12 2T 1175RPM","2021-09-06T15:45:00"]
[15,"2021-09-01T11:12:00","J & C TECHNOLOGY",239679,3,"CDAH-12/12","230/3","VE-01","4200 CFM","1025","2",{"$nulls":5},"5CDAH1212D1025","EXT.CDAH-12/12 2T 1025RPM","2021-09-06T15:45:00"]
[16,"2021-09-01T11:12:00","J & C TECHNOLOGY",239679,2,"CDAH-9/9","230/3","VE-02","1600 CFM","1100","3/4",{"$nulls":5},"5CDAH99A011000","EXT.CDAH-9/9 3/4T 1100RPM","2021-09-06T15:45:00"]
[17,"2021-09-01T13:38:00","J & C TECHNOLOGY",239680,1,"CLT-16","230/3","-","3000 CFM","1175","1",null,null,"CUBIERTA MOTOR",null,null,"5CLTG16B1175CM","Existe","2021-09-02T16:15:00"]
[18,"2021-09-02T09:15:00","FARMAIRE",239712,1,"CMI-355","460/3","-","3338 M3/HR","1425","1/2",{"$nulls":5},"5CMI3559014250","EXT.CMI-355 1/2T 1425RPM","2021-09-06T17:15:00"]
[19,"2021-09-02T09:19:00","QUE CALOR",239713,1,"CDAH-9/9","220/1","-","-","1300","3/4",{"$nulls":5},"5CDAH995013000","EXT.CDAH-9/9 3/4M 1300RPM","2021-09-06T17:15:00"]
[20,"2021-09-02T12:14:00","CYVSA",239728,1,"CRHLT-18","460/3","VE-AZ-01","3352 CFM","1250","3/4",{"$nulls":5},"5CRHLT18A01250","EXT.CRHLT-18 3/4T 1250RPM","2021-09-06T17:40:00"]
[21,"2021-09-02T12:14:00","CYVSA",239728,1,"CLT-10","127/1","VE-CM-01","695 CFM","1300","1/4",null,null,"CUBIERTA MOTOR",null,null,"5CLTG102130CM","Existe","2021-09-02T16:15:00"]
[22,"2021-09-02T12:14:00","CYVSA",239728,4,"HGTA-800/L","460/3","VE-S1-01","3340 CFM","925","1",null,null,"WALL HOUSING: MALLA EN ASPIRACION Y PERSIANA EN DESCARGA",null,null,"5HGTA800LB9PMH","EXT.HGTA-800/L 1T 925RPM WALL","2021-09-06T17:40:00"]
[23,"2021-09-02T12:14:00","CYVSA",239728,2,"HGTA-800/H","460/3","VE-S3-01","4573 CFM","900","1 1/2",null,null,"WALL HOUSING: MALLA EN ASPIRACION Y PERSIANA EN DESCARGA",null,null,"5HGTA800HC9PMH","EXT.HGTA-800/H 1.5T 900RPM W.","2021-09-06T17:40:00"]
[24,"2021-09-02T12:14:00","CYVSA",239728,1,"CMI-710","460/3","VIP-01","7200 CFM","675","1 1/2",{"$nulls":5},"5CMI710C067500","Existe","2021-09-02T16:15:00"]
[25,"2021-09-02T12:14:00","CYVSA",239728,1,"CDAHF1-18/18","460/3","UV-01","4785 CFM","750","2",{"$nulls":5},"5CDAHF118D0750","Existe","2021-09-02T16:15:00"]
[26,"2021-09-02T17:51:00","EOLIS",239747,1,"5PLE-202","230/3","-","-",3515,"1 1/2",{"$nulls":5},"5PLE-202","Existe","2021-09-06T15:45:00"]
[27,"2021-09-03T12:41:00","GAR-VEL",239762,2,"CMI-315","127/1","-","1100 CFM","1500","1/2",null,null,"*PEDIDO CANCELADO, YA NO TRABAJAR CODIGOS*",null,null,"5CMI3154015000","Existe","2021-09-06T08:50:00"]
[28,"2021-09-03T12:41:00","GAR-VEL",239762,2,"CMI-315","127/1","-","800 CFM","1325","1/3",null,null,"*PEDIDO CANCELADO, YA NO TRABAJAR CODIGOS*",null,"R.CHAVARRIA"]
[29,"2021-09-03T12:41:00","GAR-VEL",239762,2,"CMI-355","127/1","-","1500 CFM","1250","1/2",null,null,"*PEDIDO CANCELADO, YA NO TRABAJAR CODIGOS*",null,null,"5CMI3554125000","Existe","2021-09-06T08:50:00"]
[30,"2021-09-03T12:41:00","GAR-VEL",239762,1,"CMI-1000","460/3","-","13422 CFM","625","5",null,null,"*PEDIDO CANCELADO, YA NO TRABAJAR CODIGOS*",null,null,"5CMI1000F62500","Existe","2021-09-06T08:50:00"]
[31,"2021-09-03T12:41:00","GAR-VEL",239762,1,"DAL-36-V-5","460/3","-","14000 CFM","432","5",null,null,"*PEDIDO CANCELADO, YA NO TRABAJAR CODIGOS*"]
[32,"2021-09-03T13:34:00","VERMONT",239764,2,"CCK-7/7","230/3","-","392","1200","1/4",{"$nulls":5},"5CCK7780120000","EXT.CCK-7/7 1/4T 1200RPM","2021-09-07T09:30:00"]
[33,"2021-09-03T13:34:00","VERMONT",239764,2,"CCK-7/7","230/3","-","443","1300","1/3",{"$nulls":5},"5CCK77T0130000","EXT.CCK-7/7 1/3T 1300RPM","2021-09-07T09:30:00"]
[34,"2021-09-03T13:34:00","VERMONT",239764,2,"CCK-7/7","230/3","-","591","1300","1/2",{"$nulls":5},"5CCK7790130000","EXT.CCK-7/7 1/2T 1300RPM","2021-09-07T09:30:00"]
[35,"2021-09-03T13:34:00","VERMONT",239764,2,"CCK-10/10","230/3","-","979","900","3/4",{"$nulls":5},"5CCK10A0925000","Existe","2021-09-06T09:40:00"]
[36,"2021-09-03T17:31:00","REFRIGERACION LOZANO",239775,1,"CRHLT-12","115/1","-","1460 CFM","1525","1/2",{"$nulls":5},"5CRHLT12401525","Existe","2021-09-06T09:40:00"]
[37,"2021-09-03T17:31:00","REFRIGERACION LOZANO",239775,1,"CRVLT-18","220/1","-","3838 CFM","1200","3/4",{"$nulls":5},"5CRVLT18501200","Existe","2021-09-06T09:40:00"]
[38,"2021-09-03T17:31:00","REFRIGERACION LOZANO",239775,3,"CRVLT-20","115/1","-","5060 CFM","1175","1 1/2",{"$nulls":5},"5CRVLT20711750","Existe","2021-09-06T09:40:00"]
[39,"2021-09-03T17:31:00","REFRIGERACION LOZANO",239775,1,"CRVHT-18","115/1","-","5105 CFM","1510","1 1/2",{"$nulls":5},"5CRVHT18701510","Existe","2021-09-06T09:40:00"]
[40,"2021-09-06T13:27:00","T Y P REFRIGERACION",239811,2,"CDAHF1-18/18","230/3","-","-","675","3",{"$nulls":5},"5CDAHF118E0675","Existe","2021-09-07T10:00:00"]
[41,"2021-09-06T13:27:00","T Y P REFRIGERACION",239811,1,"CDAVF1-18/18","230/3","-","-","650","2",{"$nulls":5},"5CDAVF118D0650","EXT.CDAVF1-18/18 2T 650RPM","2021-09-07T12:45:00"]
[42,"2021-09-06T13:50:00","REACSA",239813,1,"CMI-315","460/3","VI-01","1464 CFM","1700","3/4",{"$nulls":5},"5CMI315A017000","EXT.CMI-315 3/4T 1700RPM","2021-09-07T12:45:00"]
[43,"2021-09-06T13:50:00","REACSA",239813,1,"CMI-315","460/3","VE-02","1626 CFM","1975","1",{"$nulls":5},"5CMI315B019750","Existe","2021-09-07T11:15:00"]
[44,"2021-09-06T13:50:00","REACSA",239813,1,"CMI-400","460/3","VE-01","2406 CFM","1400","1",{"$nulls":5},"5CMI400B014000","EXT.CMI-400 1T 1400RPM","2021-09-07T12:45:00"]
[45,"2021-09-06T16:18:00","SICLIMA",239818,5,"BDB-315","127/1","-","-","2200","1 1/2",null,null,"CW, TH, POSICION Z",44446.670138888891,"D.MORENO","5BDBI315702200","EXT.BDBI -315 1.5M 2200RPM","2021-09-10T16:00:00"]
[46,"2021-09-06T16:18:00","SICLIMA",239818,2,"BDB-280","127/1","-","-","2400","1 1/2",null,null,"CW, TH, POSICION Z",44446.670138888891,"D.MORENO","5BDBI280702400","EXT.BDBI -280 1.5M 2400RPM","2021-09-10T16:00:00"]
[47,"2021-09-06T16:18:00","SICLIMA",239818,3,"BDB-355","127/1","-","-","1950","2",null,null,"CW, TH, POSICION Z",44446.670138888891,"D.MORENO","5BDBI355101950","EXT.BDBI-355 2M 1950RPM","2021-09-10T16:00:00"]
[48,"2021-09-06T16:18:00","SICLIMA",239818,2,"DAB-10/10","127/1","-","-","1350","1",{"$nulls":5},"5DAB1010601350","EXT. DA/B-10/10 1M 1350RPM","2021-09-07T12:45:00"]
[49,"2021-09-06T16:18:00","SICLIMA",239818,9,"DAB-10/10","127/1","-","-","1400","1",{"$nulls":5},"5DAB1010601400","EXT. DA/B-10/10 1M 1400RPM","2021-09-07T12:45:00"]
[50,"2021-09-06T18:07:00","LUIS FERNANDO ORTIZ BRIONES",239833,3,"CRWLT-16","230/3","-","-","1100","3/4",{"$nulls":5},"5CRWLT16A01100","EXT.CRWLT-16 3/4T 1100RPM","2021-09-07T12:45:00"]
[51,"2021-09-07T08:34:00","CORPORATIVO CUMEX",239835,1,"CRVL-T-12","220/1/60","VE-01",null,"1650","1/2",{"$nulls":5},"5CRVLT12401650","Existe","2021-09-07T11:15:00"]
[52,"2021-09-07T10:56:00","AL MOTOR",239843,5,"WXT 800-1-S","230/3","-","-","800","1",{"$nulls":5},"5WXT800HC","Existe","2021-09-08T10:00:00"]
[53,"2021-09-07T12:06:00","DISEÑOS Y PROYECTOS LAMINADOS",239842,30,"CRVLT-26","440/3/60","VC 01","13600 M3/H","675","1 1/2",null,null,"SWITCH IP 65, 2-MO-1224VF",null,null,"5CRVLT26C0675S","EXT.CRVLT-26 1.5T 675RPM SW","2021-09-10T14:30:00"]
[54,"2021-09-07T12:06:00","DISEÑOS Y PROYECTOS LAMINADOS",239842,30,"ROOF CURB CON PERSIANA","-","-","-","-","-",null,null,"ROOF CURB PARA CR-16 CON PERSIANA",null,null,"FORMATO","FORMATO"]
[55,"2021-09-07T12:06:00","DISEÑOS Y PROYECTOS LAMINADOS",239842,3,"CRVLT-18","440/3/60","VC 02","5600 M3/H","1100","1/2",null,null,"SWITCH IP 65, 2-MO-0524VF",null,null,"5CRVLT1891100S","EXT.CRVLT-18 1/2T 1100RPM SW","2021-09-10T14:30:00"]
[56,"2021-09-07T12:06:00","DISEÑOS Y PROYECTOS LAMINADOS",239842,3,"ROOF CURB CON PERSIANA","-","-","-","-","-",null,null,"ROOF CURB PARA CR-18 CON PERSIANA",null,null,"FORMATO","FORMATO"]
[57,"2021-09-07T12:06:00","DISEÑOS Y PROYECTOS LAMINADOS",239842,1,"CMII-1000","440/3/60","VC 03","38400 M3/H","1100","30",null,null,"CL II, BRIDAS, MALLA EN ASPIRACION 2-MO-3024VF",null,null,"5CMII1000Q11MA","EXT.CMII-1000 30T 1100RPM BDAS","2021-09-10T14:30:00"]
[58,"2021-09-07T12:06:00","DISEÑOS Y PROYECTOS LAMINADOS",239842,1,"CMII-1000","440/3/60","VC 05","26200 M3/H","1100","25",null,null,"CL II, BRIDAS, MALLA EN ASPIRACION 2-MO-2524VF",null,null,"5CMII1000P11MA","EXT.CMII-1000 25T 1100RPM BDAS","2021-09-10T14:30:00"]
[59,"2021-09-07T12:06:00","DISEÑOS Y PROYECTOS LAMINADOS",239842,1,"CMII-710","440/3/60","VC 04","15600 M3/H","1450","15",null,null,"CL II, BRIDAS, MALLA EN ASPIRACION 2-MO-1524VF",null,null,"5CMII710M145MA","EXT.CMII-710 15T 1450RPM BDAS","2021-09-10T14:30:00"]
[60,"2021-09-07T13:34:00","SERVICIOS ESPECIALIZADOS DEL NORTE",239840,1,"CLT-30","230/3","-","7538 CFM","900","5",null,null,"CUBIERTA MOTOR",null,null,"5CLTG30F0901CM","EXT.CLTG-30 5T 900RPM CUBRE","2021-09-15T09:00:00"]
[61,"2021-09-07T13:34:00","SERVICIOS ESPECIALIZADOS DEL NORTE",239840,1,"CLT-22","460/3","-","6680 CFM","1200","3",null,null,"CUBIERTA MOTOR",null,null,"5CLTG22E1200CM","EXT.CLTG-22 3T 1200RPM CUBRE","2021-09-15T09:00:00"]
[62,"2021-09-07T14:26:00","LATAMGYM",239858,1,"CDAH-15/15","230/3","VI 1","4659 CFM","725","1 1/2",null,null,"RECUBRIMIENTO POLIESTER, POLEA PV",null,null,"5CDAH1515C725P","Existe","2021-09-08T10:00:00"]
[63,"2021-09-07T15:52:00","SIERRA MADRE NORTE",239859,2,"CRVLT-20","230/3","-","4000 CFM","1100","1 1/2",{"$nulls":5},"5CRVLT20C01100","EXT.CRVLT-20 1.5T 1100RPM","2021-09-15T09:00:00"]
[64,"2021-09-07T15:52:00","SIERRA MADRE NORTE",239859,1,"CCR-18/18","230/3","-","6400 CFM","575","3",{"$nulls":5},"5CCR18E0575000","EXT.CCR-18/18 3T 575RPM","2021-09-15T09:00:00"]
[65,"2021-09-07T16:25:00","LATAMGYM",239860,1,"CMI-630","230/3","VE 2","5922 CFM","775","1 1/2",null,null,"MALLA EN DESCARGA, POLEA PV",null,null,"5CMI630C0775MA","Existe","2021-09-13T10:30:00"]
[66,"2021-09-07T16:25:00","LATAMGYM",239860,1,"CDAH-15/15","230/3","VI 01","4493 CFM","675","1 1/2",null,null,"RECUBRIMIENTO POLIESTER, POLEA PV",null,null,"5CDAH1515C675P","Existe","2021-09-13T10:30:00"]
[67,"2021-09-07T16:25:00","LATAMGYM",239860,1,"CDAHF2-18/18","230/3","VI 02","6629 CFM","800","5",null,null,"RECUBRIMIENTO POLIESTER, POLEA PV, LOUVER EN SUCCION",null,null,"5CDAHF218F800P","EXT.CDAHF2-18/18 5T 800RPM PIN","2021-09-15T09:00:00"]
[68,"2021-09-07T17:43:00","PROYECTAIRE",239839,16,"IHGTA-800/H","230/3","VI-01","12240 CFM","1050","3",null,null,"INYECTOR",null,null,"5IHGTA800HE1050","Existe","2021-09-13T10:30:00"]
[69,"2021-09-07T17:43:00","PROYECTAIRE",239839,16,"HGTA-1000/H","230/3","VE-01","15225 CFM","925","3",{"$nulls":5},"5HGTA1000HE925","EXT.HGTA-1000/H 3T 925RPM","2021-09-15T13:20:00"]
[70,"2021-09-07T17:43:00","PROYECTAIRE",239839,5,"I-HXT-400/H","230/3","-","2409 CFM","1725","1/4",null,null,"INYECTOR",null,null,"FORMATO","FORMATO"]
[71,"2021-09-07T17:46:00","REFRIEQUIPOS DE SONORA",239864,6,"HGT-1250-3","230/3","-","-","610","3",null,null,"WALL COLLAR: PERSIANA EN DESCARGA",null,null,"5HGT1250E610PC","EXT.HGT-1250 3T 610RPM W.COLLA","2021-09-15T13:20:00"]
[72,"2021-09-07T18:23:00","LATAMGYM",239870,1,"CDAHF2-18/18","230/3","-","5124 CFM","875","3",null,null,"RECUBRIMIENTO POLIESTER, POLEA PV, LOUVER EN SUCCION",null,null,"5CDAHF218E875P","Existe","2021-09-13T10:30:00"]
[73,"2021-09-07T18:23:00","LATAMGYM",239870,1,"CDAH-15/15","230/3","-","4654 CFM","750","1 1/2",null,null,"RECUBRIMIENTO POLIESTER, POLEA PV",null,null,"5CDAH1515C752P","EXT.CDAH-15/15 1.5T 750RPM PIN","2021-09-15T13:20:00"]
[74,"2021-09-07T18:23:00","LATAMGYM",239870,1,"CMI-710","230/3","-","6346 CFM","725","2",null,null,"DESCARGA UB, CCW, MALLA EN DESCARGA",null,null,"5CMI710D725IUB","EXT.CMI-710 2T 725RPM 0 GI MA","2021-09-15T13:20:00"]
[75,"2021-09-07T18:34:00","JULIO CESAR GARCIA",239871,2,"CRVLT-20","220/1","-","-","1350","2",null,null,"SWTICH IP 65",null,null,"5CRVLT2011350S","EXT.CRVLT-20 2M 1350RPM SW","2021-09-15T13:20:00"]
[76,"08-09-21 09.54","LUIS ANGEL MELGOZA SUAREZ",239881,1,"CMI-560","220/3","-","-","850","1.5",{"$nulls":4},"ARMANDO GARCIA","5CMI560C085000","Existe","2021-09-13T10:30:00"]
[77,"2021-09-08T13:28:00","AIRE PROYECTOS DEL GOLFO ",239875,1,"C/DAHF1-12/12","220/1","VI-T101-RG","1650 CFM","600","1/4",null,null,"RECUBRIMIENTO POLIESTER",null,null,"5CDAHF1122600P","EXT.CDAHF1-12/12 1/4M 600RPM","2021-09-15T13:20:00"]
[78,"2021-09-08T13:28:00","AIRE PROYECTOS DEL GOLFO ",239875,2,"C/DAHF1-12/12","220/1","VI-T301-RG, VI-T401-RG","2200 CFM","800","3/4",null,null,"RECUBRIMIENTO POLIESTER",null,null,"5CDAHF1125800P","EXT.CDAHF1-12/12 3/4M 800RPM","2021-09-15T13:20:00"]
[79,"2021-09-08T13:28:00","AIRE PROYECTOS DEL GOLFO ",239875,1,"C/DAHF1-12/12","220/1","VI-T801-RG","2900 CFM","750","3/4",null,null,"RECUBRIMIENTO POLIESTER",null,null,"5CDAHF1125750P","EXT.CDAHF1-12/12 3/4M 750RPM","2021-09-15T13:20:00"]
[80,"2021-09-08T13:28:00","AIRE PROYECTOS DEL GOLFO ",239875,1,"CLD-F-10-1/8","127/1","VI-GM-01","522 CFM","1075","1/8",null,null,"BANCO PORTA FILTROS, FILTROS METALICOS",null,null,"5CLDG10180PF","EXT.CLD-10 1/8M 6P PTA FILT.","2021-09-15T13:20:00"]
[81,"2021-09-08T13:28:00","AIRE PROYECTOS DEL GOLFO ",239875,1,"CLD-F-7-1/8","127/1","VI-AR-01","170 CFM","1075","1/8",null,null,"BANCO PORTA FILTROS, FILTROS METALICOS, RECUBRIMIENTO POLIESTER",null,null,"5CLDG7181PF","EXT.CLDG-7 1/8M 6P PTA.FILT","2021-09-15T13:20:00"]
[82,"2021-09-08T13:28:00","MIGA INGENIERIA S.A DE C.V.",239903,1,"CLT-12","230/3","-","-","1375","1/3",{"$nulls":5},"5CLTG12T013750","EXT.CLTG-12 1/3T 1375RPM","2021-09-15T13:20:00"]
[83,"2021-09-09T11:13:00","INDUSTRIAS VERMONT",239922,1,"C/DAHF1-9/9","127/1","-","1200 CFM","1475","1",{"$nulls":5},"5CDAHF19601475","EXT.CDAHF1-9/9 1M 1475RPM","2021-09-15T13:20:00"]
[84,"2021-09-09T11:56:00","TODO EN VENTILACION",239924,1,"CMII-500","230/3","-","9661 M3/HR","2095","10",{"$nulls":5},"5CMII500H20950","EXT.CMII-500 10T 2095RPM","2021-09-15T13:20:00"]
[85,"2021-09-10T09:39:00","GTC TERMO CONTROL",239939,12,"DXT-1500/36","230/3","-","-","550","10",{"$nulls":5},"5DX150010S","Existe","2021-09-13T10:30:00"]
[86,"2021-09-10T09:51:00","EXPERTOS EN VENTILACION",239955,1,"CRWLT-10","220/1","-","-","850","3/4",null,null,"**CANCELADO NO TRABAJAR CODIGO**",null,"L.AGUAYO",null,"PENDIENTE SELECCIÓN"]
[87,"2021-09-10T14:23:00","REFACCIONARIA INDUSTRIAL LAMUÑO",239979,2,"CLT-14","230/3","-","-",1250,"1/2",{"$nulls":5},"5CLTG149012500","EXT.CLTG-14 1/2T 1250RPM","2021-09-15T13:20:00"]
[88,"2021-09-10T14:23:00","REFACCIONARIA INDUSTRIAL LAMUÑO",239979,2,"CMI-250","460/3","-","-","3775","2",{"$nulls":5},"5CMI250D037750","EXT.CMI-250 2T 3775RPM","2021-09-15T13:20:00"]
[89,"2021-09-10T14:23:00","REFACCIONARIA INDUSTRIAL LAMUÑO",239979,3,"CRHH-T-18","460/3","-","-","1670","2",{"$nulls":5},"5CRHHT18D01675","Existe","2021-09-13T10:30:00"]
[90,"13-09-21 16.26","EXPERTOS EN VENTILACION SA DE CV",239776,1,"CDAHF1-22/22","230/3","-","-","650","7 1/2",{"$nulls":5},"5CDAHF122G650","Existe","2021-09-20T17:50:00"]
[91,"13-09-21 16.26","EXPERTOS EN VENTILACION SA DE CV",239776,1,"CDAVF1-22/22","230/3","-","-","650","7 1/2",{"$nulls":5},"5CDAVF122G0650","EXT.CDAVF1-22/22 7.5T 650RPM","2021-09-20T17:50:00"]
[92,"2021-09-13","SOLUCIONES Y SERVICIOS EN AIRE SA DE CV",239906,1,"IHGTA-1000/H","220/3","-","-","800","2",{"$nulls":5},"5IHGTA1000D800","INY. HGTA-1000/H 2T 800RPM","2021-09-20T17:50:00"]
[93,"2021-09-14T12:13:00","FRICONS",240044,1,"CRWLT-20","220/1","-","-","900","3/4",{"$nulls":5},"5CRWLT20509000","EXT.CRWLT-20 3/4M 900RPM","2021-09-20T17:50:00"]
[94,"2021-09-14T13:31:00","MASCOTE",239986,2,"CDAVF1-18/18","460/3","-","-","600","3",null,null,"RECUBRIMIENTO EPOXIPOLIESTER",null,null,"5CDAVF118E6EPX","EXT.CDAVF1-18/18 3T 600RPM REC","2021-09-20T17:50:00"]
[95,"2021-09-14T14:28:00","EXPERTOS EN VENTILACION",239957,1,"DAL-H-9-1/2","220/1","-","-","700","1/2",null,null,"MOTOR 2-MO-625 (MOTOR BALDOR)","2021-09-23T10:03:00","L.AGUAYO","5UDLHF94070000","LAV.DALH-9 1/2M 700RPM","2021-09-23T17:25:00"]
[96,"2021-09-16T10:58:00","LATAMGYM",240018,1,"CDAHF2-18/18","230/3","-","-","625","3",null,null,"RECUBRIMIENTO POLIESTER",null,null,"5CDAHF218E625P","EXT.CDAHF2-18/18 3T 625RPM REC","2021-09-21T10:15:00"]
[97,"2021-09-16T10:58:00","LATAMGYM",240018,1,"CDAHF1-18/18","230/3","-","-","425","1",null,null,"RECUBRIMIENTO POLIESTER","2021-09-20T16:21:00","G.MENDOZA","5CDAHF118B425P","EXT.CDAHF1-18/18 1T 425RPM","2021-09-23T08:25:00"]
[98,"2021-09-16T10:58:00","LATAMGYM",240018,1,"CMI-560","230/3","-","-","1000","1 1/2",null,null,"MALLA EN DESCARGA, POLEA VARIABLE",null,null,"5CMI560C1001MA","EXT.CMI-560 1.5T 1000RPM MALLA","2021-09-21T10:15:00"]
[99,"2021-09-16T10:58:00","LATAMGYM",240019,1,"CMI-800","230/3","-","-","500","1",null,null,"MALLA EN DESCARGA",null,null,"5CMI800B0500MA","EXT.CMI-800 1T 500RPM MALLA","2021-09-21T10:15:00"]
[100,"2021-09-16T10:58:00","LATAMGYM",240019,1,"C/DAHF2-12/12","230/3","-","-","575","1/4",null,null,"RECUBRIMIENTO POLIESTER",null,null,"5CDAHF2128575P","EXT.CDAHF2-12/12 1/4T 575RPM","2021-09-21T10:15:00"]
[101,"2021-09-16T10:58:00","LATAMGYM",240019,1,"CDAHF1-18/18","230/3","-","-","450","1",null,null,"RECUBRIMIENTO POLIESTER",null,null,"5CDAHF118B450P","EXT.CDAHF1-18/18 1T 450RPM","2021-09-21T10:15:00"]
[102,"2021-09-16T10:58:00","LATAMGYM",240020,1,"CDAHF2-18/18","230/3","-","-","525","1 1/2",null,null,"RECUBRIMIENTO POLIESTER",null,null,"5CDAHF218C525P","EXT.CDAHF2-18/18 1.5T 525RPM","2021-09-21T10:15:00"]
[103,"2021-09-16T10:58:00","LATAMGYM",240020,1,"CMI-400","230/3","-","-","2200","3",null,null,"MALLA EN DESCARGA",null,null,"5CMI400E2200MA","EXT.CMI-400 3T 2200RPM  MALLA","2021-09-21T10:15:00"]
[104,"2021-09-20T13:27:00","SOLUCIONES Y SERVICIOS EN AIRE",240191,1,"CRHLT-12","127/1","-","-","1300","1/4",{"$nulls":5},"5CRHLT12201300","Existe","2021-09-21T12:45:00"]
[105,"2021-09-20T13:27:00","SOLUCIONES Y SERVICIOS EN AIRE",240191,1,"CRHLT-28","220/3","-","-","625","2",{"$nulls":5},"5CRHLT28D06250","EXT.CRHLT-28 2T 625RPM","2021-09-23T17:25:00"]
[106,"2021-09-20T13:27:00","SOLUCIONES Y SERVICIOS EN AIRE",240191,1,"CDAHF2-22/22","220/3","-","-","500","3",{"$nulls":5},"5CDAHF222E0500","EXT.CDAHF2-22/22 3T 500RPM","2021-09-23T17:25:00"]
[107,"2021-09-20T13:36:00","SICLIMA ",240137,1,"DAB-10/10","127/1","-","-","1375","1 1/2",null,null,"CODIGO OBSOLETO 5DAB101071400",null,null,"5DAB1010701375","EXT. DA/B-10/10 1.5M 1375RPM","2021-09-23T17:25:00"]
[108,"2021-09-20T13:36:00","CLIMAS OPCION",240174,1,"CME-630","460/3","-","-","1225","5",null,null,"MOTOR APEX 2-MO-065XUS",null,null,"5CME630F122APX","EXT.CME-630 5T 1225RPM AMCA C","2021-09-23T17:25:00"]
[109,"2021-09-20T13:41:00","EXPERTOS EN VENTILACION",240194,2,"CMI-800","230/3","-","-","1050","5",{"$nulls":5},"5CMI800F010500","EXT.CMI-800 5T 1050RPM","2021-09-23T17:25:00"]
[110,"2021-09-20T13:41:00","EXPERTOS EN VENTILACION",240194,2,"CMI-560","230/3","-","-","1075","2",{"$nulls":5},"5CMI560D010680","Existe","2021-09-23T12:15:00"]
[111,"2021-09-20T13:41:00","ERNESTO AYAX",240096,1,"DALH-45","230/3","-","-","400","5",null,null,"BOMBA MONOFASICA 127 V *YA NO TRABAJAR CODIGO*"]
[112,"2021-09-20T13:59:00","SIGRIST",240196,2,"CMI-630","230/3","-","-","1450","10",{"$nulls":5},"5CMI630H014500","Existe","2021-09-23T12:15:00"]
[113,"2021-09-20T15:46:00","EXPERTOS EN VENTILACION",240204,1,"CMI-450","220/1","-","-","1625","2",{"$nulls":5},"5CMI4501016250","EXT.CMI-450 2M 1625RPM","2021-09-23T17:25:00"]
[114,"2021-09-20T15:54:00","EXPERTOS EN VENTILACION",240207,4,"CRHLT-12","220/1","-","-","1050","1/4",{"$nulls":5},"5CRHLT12201050","Existe","2021-09-23T13:00:00"]
[115,"2021-09-20T15:54:00","EXPERTOS EN VENTILACION",240207,10,"CRHLT-10","220/1","-","-","1150","1/4",{"$nulls":5},"5CRHLT10201150","Existe","2021-09-23T13:00:00"]
[116,"2021-09-20T16:09:00","T Y P REFRIGERACION",240209,3,"TBN-T 800","460/3","-","9000 CFM","1200","15",null,null,"1 PZ EN DISPONIBLE EN PT",null,null,"5TBNTI800M1200","EXT.TBNTI-800 15T 1200RPM","2021-09-23T17:25:00"]
[117,"2021-09-20T16:19:00","CAPRACHO EQUIPOS INDUSTRIALES",240211,1,"CMI-630","230/3","-","-","775","1 1/2",{"$nulls":5},"5CMI630C080000","Existe","2021-09-23T13:00:00"]
[118,"2021-09-21T08:49:00","TODO CONFORT AIRE ACONDICIONADO ",239584,6,"DALV-96","460/3","-","54015 CFM","400","30",{"$nulls":5},"5DLVF96Q040000","LAV.DALV-96 30T 400RPM","2021-09-24T17:30:00"]
[119,"2021-09-21T08:51:00","TODO CONFORT AIRE ACONDICIONADO ",239584,2,"DALV-96","460/3","-","55183 CFM","352","30",{"$nulls":5},"5DLVF96Q035200","LAV.DALV-96 30T 352RPM","2021-09-24T17:30:00"]
[120,"2021-09-21T09:58:00","LA MUÑO",240234,2,"CLDG-16 1 TF","230/3","-","-","1135","1",null,null,"CAJA PORTAFILTROS CON FILTRO MERV 8, LOUVER",null,null,"5CLDG161LV","EXT.CLDG-16 1T 6P LV PTA.FILT","2021-09-24T17:30:00"]
[121,"2021-09-21T11:23:00","AIRE PROYECTOS DEL GOLFO",239876,1,"CMI-280","220/1","VE-T101-RG","1200 CFM",1625,"1/4",{"$nulls":5},"5CMI2802016200","Existe","2021-09-24T13:20:00"]
[122,"2021-09-21T16:50:00","TECNOTERMA INDUSTRIAL PENINSULAR",240254,2,"CRHLT-12","220/1","-","400 CFM","575","1/4",{"$nulls":5},"5CRHLT12205750","EXT.CRHLT-12 1/4M 575RPM","2021-09-24T17:30:00"]
[123,"2021-09-21T16:50:00","TECNOTERMA INDUSTRIAL PENINSULAR",240254,2,"CRHLT-12","220/1","-","800 CFM","975","1/4",{"$nulls":5},"5CRHLT12209750","Existe","2021-09-24T13:20:00"]
[124,"2021-09-22T11:15:00","THERMOKOLD INTERNACIONAL",240273,1,"CRVLT-16","230/3","-","2606 CFM","1225","1 1/2",{"$nulls":5},"5CRVLT16C01225","EXT.CRVLT-16 1.5T 1225RPM","2021-09-24T17:30:00"]
[125,"2021-09-22T11:29:00","PICAST",240274,1,"CMI-450","460/3","-","-","1025","5",null,null,null,"2021-09-27T11:56:00","R.CHAVARRIA","5CMI450F010250","EXT.CMI-450 5T 1025RPM","2021-09-27T17:40:00"]
[126,"2021-09-22T11:47:00","TECNOTERMA INDUSTRIAL PENINSULAR",240276,4,"CLT-24","460/3","-","7000 CFM","875","2",null,null,"CUBIERTA MOTOR",null,null,"5CLTG24D0875CM","Existe","2021-09-24T16:20:00"]
[127,"2021-09-22T12:31:00","ABBACUS AIRE",240132,5,"DAL-96-V-40","460/3","-","50000 CFM","402","40",null,null,"DESCARGA HACIA ARRIBA, LOUVER EN SUCCION","2021-09-27T10:34:00","E.VALDEZ","5DLVF96R0402UB","Existe","2021-09-27T10:35:00"]
[128,"2021-09-22T12:33:00","CYVSA",239730,1,"CMI-280","127/1","EF-02","1184 CFM","1800","1/3",{"$nulls":5},"5CMI2803018000","Existe","2021-09-27T10:35:00"]
[129,"2021-09-23T12:33:00","CYVSA",239730,1,"CMI-250","127/1","EF-03","806 CFM","1800","1/4",{"$nulls":5},"5CMI2502018000","Existe","2021-09-27T10:35:00"]
[130,"2021-09-22T13:14:00","EISSA",239934,1,"CMII-800","230/3","-","15000 CFM","1425","30","CCW","UB","CL II, CCW, UB, BRIDA EN DESCARGA",null,null,"5CMII800Q142BD","EXT.CMII-800 30T 1425RPM 0 GI","2021-09-28T10:45:00"]
[131,"2021-09-22T13:22:00","GARCOSA",240173,2,"CCL-12/12","220/1","-","-","800","3/4",null,null,"SWITCH IP 65",null,null,"5CCL121250800S","EXT.CCL-12/12 3/4M 800RPM SW","2021-09-28T10:45:00"]
[132,"2021-09-22T13:41:00","ERNESTO AYAX",240096,2,"DAL-25-H-5","230/3","-","14,400 CFM","491","5",null,null,"BOMBA MONOFASICA 127 V",null,null,"5UDLHF25F04910","Existe","2021-09-27T14:15:00"]
[133,"2021-09-23T10:34:00","TRANE",240306,1,"CDAHF1-20/20","230/3","-","4779 CFM","400","1",{"$nulls":5},"5CDAHF120B0400","EXT.CDAHF1-20/20 1T 400RPM","2021-09-28T10:45:00"]
[134,"2021-09-23T10:34:00","TRANE",240306,1,"CMX 500/6P","230/3","-","-","1120","1 1/2",{"$nulls":5},"FORMATO","FORMATO"]
[135,"2021-09-23T10:47:00","MYCAIR",240307,1,"DAL-9-H-1/2","230/3","-","1976 CFM","702","1/2",null,null,null,"2021-09-28T13:06:00","R.CHAVARRIA","5UDLHF99070200","LAV.DALH-9 1/2T 702RPM","2021-09-29T13:00:00"]
[136,"2021-09-23T13:26:00","CLIO CLIMATIZACION DE OCCIDENTE",240320,6,"WXT 1250-1 1/2-S","230/3","-","16232 CFM","500","1 1/2",{"$nulls":5},"5WXT125015S","Existe","2021-09-27T14:15:00"]
[137,"2021-09-23T13:26:00","CLIO CLIMATIZACION DE OCCIDENTE",240320,6,"CRVLT-12","230/3","-","1100 CFM","1535","1/3",{"$nulls":5},"5CRVLT12T01525","EXT.CRVLT-12 1/3T 1525RPM","2021-09-28T10:45:00"]
[138,"2021-09-23T13:26:00","CLIO CLIMATIZACION DE OCCIDENTE",240320,8,"CRVLT-12","230/3","-","1137 CFM","1650","1/2",{"$nulls":5},"5CRVLT12901675","Existe","2021-09-27T14:15:00"]
[139,"2021-09-24T08:41:00","K3 SOLUCIONES",240335,1,"CRVLT-36","230/3","-","-","720","5",{"$nulls":5},"5CRVLT36F07250","EXT.CRVLT-36 5T 725RPM","2021-09-28T10:45:00"]
[140,"2021-09-24T08:57:00","SOCONUSCO",240336,1,"CRVLT-20","220/1","-","13816 CFM","1200","1 1/2",{"$nulls":5},"5CRVLT20701200","Existe","2021-09-27T14:15:00"]
[141,"2021-09-24T09:15:00","EXPERTOS EN VENTILACION",240338,1,"CDAHF2-18/18","230/3","-","-","680","5",{"$nulls":5},"5CDAHF218F0700","Existe","2021-09-27T14:15:00"]
[142,"2021-09-24T11:17:00","ABBACUS AIRE",240134,2,"CDAHF2-25/25","460/3","VI-01","-","650","15",null,null,"SWITCH IP 65",null,null,"5CDAHF225M650S","EXT.CDAHF2-25/25 15T 650RPM SW","2021-09-28T10:45:00"]
[143,"2021-09-24T11:17:00","ABBACUS AIRE",240134,2,"DX-1000/L 3/4T","460/3","EXT-01","-","550","3/4",null,null,"MALLA EN SUCCION, SWITCH IP 65, FILTROS METALICOS EN DESCARGA",null,null,"5DXT10003455PF","EXT.DX-1000/L 3/4T 550RPM SW","2021-09-29T12:30:00"]
[144,"2021-09-24T11:17:00","ABBACUS AIRE",240134,2," ROOF CURB","-","-","-","-","-",null,null," ROOF CURB PARA DX-1000/L 3/4T",null,null,"FORMATO","FORMATO"]
[145,"2021-09-24T12:15:00","SENSA CLIMATIZACION",240344,1,"CLT-16","230/3","-","-","1000","3/4",null,null,"CUBIERTA MOTOR",null,null,"5CLTG16A1000CM","Existe","2021-09-27T14:15:00"]
[146,"2021-09-24T14:21:00","EMALAG",240355,1,"CMI-400","230/3","-","-","1800","3",null,null,"** YA NO TRABAJAR CODIGO **"]
[147,"2021-09-27T11:54:00","AL MOTOR",240393,1,"CDAHF2-18/18","230/3","-","11565 M3/HR","700","5",{"$nulls":5},"5CDAHF218F0700","Existe","2021-09-28T11:30:00"]
[148,"2021-09-27T11:54:00","AL MOTOR",240393,1,"CDAHF2-18/18","230/3","-","15422 M3/HR","825","7 1/2",{"$nulls":5},"5CDAHF218G0815","Existe","2021-09-28T11:50:00"]
[149,"2021-09-27T12:08:00","AL MOTOR",240394,1,"CDAHF2-12/12","230/3","-","-","800","1",{"$nulls":5},"5CDAHF212B0800","Existe","2021-09-28T11:50:00"]
[150,"2021-09-27T13:11:00","LATAMGYM",239860,1,"CDAHF2-20/20","230/3","-","-","675",5,null,null,"RECUBRIMIENTO POLIESTER, POLEA PV",null,null,"5CDAHF220F675P","EXT.CDAHF2-20/20 5T 675RPM PV","2021-09-28T17:00:00"]
[151,"2021-09-27T13:11:00","LATAMGYM",239870,1,"CDAHF2-20/20","230/3","-","-","750",3,null,null,"RECUBRIMIENTO POLIESTER, POLEA PV",null,null,"5CDAHF220E750P","EXT.CDAHF2-20/20 3T 750RPM PV","2021-09-28T17:00:00"]
[152,"2021-09-27T13:11:00","LATAMGYM",240018,1,"CDAHF2-20/20","230/3","-","-","500",2,null,null,"RECUBRIMIENTO POLIESTER, POLEA PV",null,null,"5CDAHF220D500P","EXT.CDAHF2-20/20 2T 500RPM PV","2021-09-28T17:00:00"]
[153,"2021-09-27T13:11:00","LATAMGYM",240018,1,"CDAHF1-20/20","230/3","-","-","350",1,null,null,"RECUBRIMIENTO POLIESTER, POLEA PV",null,null,"REPETIDO 154","REPETIDO"]
[154,"2021-09-27T13:11:00","LATAMGYM",240019,1,"CDAHF1-20/20","230/3","-","-","375",1,null,null,"RECUBRIMIENTO POLIESTER, POLEA PV",null,null,"5CDAHF120B375P","EXT.CDAHF1-20/20 1T 375RPM PV","2021-09-28T17:00:00"]
[155,"2021-09-27T13:11:00","LATAMGYM",240020,1,"CDAHF2-20/20","230/3","-","-","425",1,null,null,"RECUBRIMIENTO POLIESTER, POLEA PV",null,null,"5CDAHF220B425P","EXT.CDAHF2-20/20 1T 425RPM PV","2021-09-28T17:00:00"]
[156,"2021-09-28T08:16:00","LAGUNA COMPRESORES Y EQUIPOS",240459,1,"CDAVF1-18/18","230/3","-","-","675","5",{"$nulls":5},"5CDAVF118F0675","EXT.CDAVF1-18/18 5T 675RPM","2021-09-28T17:00:00"]
[157,"2021-09-28T08:16:00","LAGUNA COMPRESORES Y EQUIPOS",240459,5,"CRVLT-24","230/3","-","-","725","1 1/2",{"$nulls":5},"5CRVLT24C07250","EXT.CRVLT-24 1.5T 725RPM","2021-09-28T17:00:00"]
[158,"2021-09-28T09:17:00","DIANA ROSA LOPEZ CARBAJAL",240462,1,"DAB-9/9","230/3","-","-","2100","5",{"$nulls":5},"5DAB99F0210000","EXT.DA/B-9/9 5T 2100RPM","2021-09-30T11:50:00"]
[159,"2021-09-28T09:33:00","COMERCIAL LA VILLA DE LLANES",240464,1,"CMI-500","230/3","-","-","1825","5",{"$nulls":5},"5CMI500F018250","EXT.CMI-500 5T 1825RPM","2021-09-30T11:50:00"]
[160,"2021-09-28T10:36:00","PERSSA",240473,1,"CRVLT-33","230/3","VE-02","-","500","3",null,null,"MOTOR 6P","2021-10-08T08:43:00","R.ESPADAS","5CRVLT33E05000","EXT.CRVLT-33 3T 500RPM MOT 6P","2021-10-08T10:50:00"]
[161,"2021-09-28T15:47:00","LATAMGYM",240377,1,"CDAHF2-18/18","230/3","UVI-01","5414 CFM","550","1 1/2",null,null,"RECUBRIMIENTO POLIESTER, POLEA VARIABLE *YA NO TRABAJAR CODIGO*"]
[162,"2021-09-28T15:47:00","LATAMGYM",240377,1,"CDAH-15/15","230/3","UVI-02","4554 CFM","625","1 1/2",null,null,"RECUBRIMIENTO POLIESTER, POLEA VARIABLE",null,null,"5CDAH1515C625P","Existe","2021-09-29T17:00:00"]
[163,"2021-09-28T15:47:00","LATAMGYM",240377,1,"CMI-560","230/3","VE-01","5767 CFM","1000","1 1/2",null,null,"MALLA EN DESCARGA, POLEA VARIABLE",null,null,"5CMI560C1001MA","Existe","2021-09-29T17:00:00"]
[164,"2021-09-28T15:47:00","LATAMGYM",240377,1,"CET-2000","460/3","VE-02","992 CFM","1740","1/2",null,null,"MALLA EN DESCARGA",null,null,"5CET2000MA","EXT.CET-2000 MALLA DESCARGA","2021-09-30T11:50:00"]
[165,"2021-09-28T16:13:00","LATAMGYM",240378,1,"CDAHF2-18/18","230/3","UVI-01","4403 CFM",575,"1",null,null,"RECUBRIMIENTO POLIESTER, POLEA VARIABLE *YA NO TRABAJAR CODIGO*"]
[166,"2021-09-28T16:13:00","LATAMGYM",240378,1,"CDAH-15/15","230/3","UVI-02","4708 CFM",650,"1 1/2",null,null,"RECUBRIMIENTO POLIESTER, POLEA VARIABLE",null,null,"5CDAH1515C650P","Existe","2021-09-29T17:00:00"]
[167,"2021-09-28T16:13:00","LATAMGYM",240378,1,"CMI-560","230/3","VE-01","5773 CFM",1025,"1 1/2",null,null,"MALLA EN DESCARGA, POLEA VARIABLE",null,null,"5CMI560C1025MA","Existe","2021-09-29T17:00:00"]
[168,"2021-09-28T16:49:00","LATAMGYM",240379,1,"CDAHF2-18/18","230/3","UVI-01","6638 CFM",875,"5",null,null,"RECUBRIMIENTO POLIESTER, POLEA VARIABLE *YA NO TRABAJAR CODIGO*"]
[169,"2021-09-28T16:49:00","LATAMGYM",240379,1,"CDAH-15/15","230/3","UVI-02","4721 CFM",725,"1 1/2",null,null,"RECUBRIMIENTO POLIESTER, POLEA VARIABLE",null,null,"5CDAH1515C725P","Existe","2021-09-29T17:00:00"]
[170,"2021-09-28T16:49:00","LATAMGYM",240379,1,"CMI-630","230/3","VE-01","6542 CFM",875,"2",null,null,"MALLA EN DESCARGA, POLEA VARIABLE",null,null,"5CMI630D0875MA","Existe","2021-09-29T17:00:00"]
[171,"2021-09-28T17:45:00","QUE CALOR",240517,6,"I-WXT-1250-1-S","460/3","-","-","450","1",null,null,"INYECTOR *YA NO TRABAJAR CODIGO PEDIDO CANCELADO*"]
[172,"2021-09-29T08:44:00","CLIMAS ALFA",240527,2,"CDAH-18/18","230/3","-","4804 CFM","900","3",{"$nulls":5},"5CDAH1818E0900","EXT.CDAH-18/18 3T 900RPM","2021-09-30T16:00:00"]
[173,"2021-09-29T08:44:00","CLIMAS ALFA",240527,5,"CDAH-12/12","230/3","-","2377 CFM","1300","1 1/2",{"$nulls":5},"5CDAH1212C1300","EXT.CDAH-12/12 1.5T 1300RPM","2021-09-30T16:00:00"]
[174,"2021-09-29T08:44:00","CLIMAS ALFA",240527,1,"CME-400","230/3","-","2111 CFM","1825","1 1/2",null,null,"ARREGLO ANTICHISPA AMCA C, SELLO EN FLECHA, MOTOR APEX 2-MO-154XUS",null,null,"5CME400C182APX","EXT.CME-400 1.5T 1825RPM MOTOR","2021-09-30T16:00:00"]
[175,"2021-09-29T08:44:00","CLIMAS ALFA",240527,1,"CME-315","230/3","-","950 CFM","1800","1/2",null,null,"ARREGLO ANTICHISPA AMCA C, SELLO EN FLECHA, MOTOR APEX 2-MO-706US",null,null,"5CME3159180APX","EXT.CME-315 1/2T 1800RPM MOTOR","2021-09-30T16:00:00"]
[176,"2021-09-29T09:01:00","LA MUÑO",240528,1,"CMI-400 INOX","230/3","-","-","2000","5",{"$nulls":5},"5CMI400F20INOX","EXT.CMI-400 5T 2000RPM INOX","2021-10-04T16:20:00"]
[177,"2021-09-29T09:13:00","CASTREJON JIMENEZ",240530,1,"CRVLT-12","127/1","-","-","1050","1/2",{"$nulls":5},"5CRVLT12401050","Existe","2021-09-30T13:00:00"]
[178,"2021-09-29T09:13:00","CASTREJON JIMENEZ",240530,1,"CRVLT-14","127/1","-","-","1050","3/4",{"$nulls":5},"5CRVLT14501050","Existe","2021-09-30T13:00:00"]
[179,"2021-09-29T10:27:00","TRANE",240537,1,"CDAH-7/7","127/1","-","360 CFM","875","1/4",{"$nulls":5},"5CDAH772087600","Existe","2021-09-30T13:00:00"]
[180,"2021-09-29T12:19:00","SANCHEZ NAVARRO DAVID CARMEN",239584,6,"DAL-96-V-30","460/3","-","54015 CFM","400","30",null,null,"DESCARGA HACIA ARRIBA",null,null,"5DLVF96Q0400UB","LAV.DALV-96 30T 400RPM UB","2021-09-29T14:30:00"]
[181,"2021-09-29T12:19:00","SANCHEZ NAVARRO DAVID CARMEN",239584,2,"DAL-96-V-30","460/3","-","55183 CFM","352","30",null,null,"DESCARGA HACIA ARRIBA",null,null,"5DLVF96Q0352UB","LAV.DALV-96 30T 352RPM UB","2021-09-29T14:30:00"]
[182,"2021-09-29T14:17:00","CLIMAS OPCION",240174,1,"CME-630","460/3","-","6150 CFM","1225","5","CW","UB","ARREGLO ANTICHISPA AMCA C, MOTOR APEX 2-MO-065XUS, DESCARGA UB",null,null,"5CME630F123APX","EXT.CME-630 5T 1225RPM 0 MOTOR","2021-10-04T16:20:00"]
[183,"2021-09-29T16:43:00","NORDES INTEGRACIONES",240586,1,"CDAHF1-18/18","230/3","-","-","750","7 1/2",{"$nulls":5},"5CDAHF118G0750","EXT.CDAHF1-18/18 7.5T 750RPM","2021-10-04T16:20:00"]
[184,"2021-09-29T17:56:00","LATAMGYM",240380,1,"CMI-630","230/3","VE-01","6454 CFM","850","3",null,null,"MALLA EN DESCARGA, POLEA VARIABLE",null,null,"5CMI630E0850MA","EXT.CMI-630 3T 850RPM PV MALLA","2021-10-04T14:20:00"]
[185,"2021-09-29T18:07:00","LATAMGYM",240381,1,"CMI-560","230/3","VE-01","5490 CFM",950,"1 1/2",null,null,"MALLA EN DESCARGA, POLEA VARIABLE",null,null,"5CMI560C0950MA","Existe","2021-09-30T17:45:00"]
[186,"2021-09-30T08:31:00","AIRENLINEA",240594,2,"BANCO PORTAFILTROS WX-1250","-","-","-","-","-",null,null,"CODIGO REF 3-ZPF-1250WX",null,null,"5PF1251WX","CONJ.PTA.FILTROS WX-1250","2021-10-04T12:55:00"]
[187,"2021-09-30T08:31:00","AIRENLINEA",240594,1,"CRVLT-28","230/3","-","-","600","3",{"$nulls":5},"5CRVLT28E06000","EXT.CRVLT-28 3T 600RPM","2021-10-04T13:20:00"]
[188,"2021-09-30T11:07:00","EMALAG",240610,2,"CRVLT-20","230/3","-","8709 M3/HR","1300","2",{"$nulls":5},"5CRVLT20D01300","Existe","2021-09-30T17:45:00"]
[189,"2021-09-30T12:32:00","SKILL TECHNOLOGY",240617,1,"CMI-280","460/3","-","1100 CFM","2250","1/2",{"$nulls":5},"5CMI2809022500","EXT.CMI-280 1/2T 2250RPM","2021-10-04T14:20:00"]
[190,"2021-09-30T14:08:00","CLIMAS KONFORT",240626,1,"CRVHT-22","230/3","-","5879 CFM","1100","3",null,null,"**YA NO TRABAJAR CODIGOS, CLIENTE CANCELO**"]
[191,"2021-09-30T16:32:00","ESTRATEGIA OPTIMA",240631,1,"CMII-710","230/3","VE-01","5700 CFM","1525","10",null,null,"CL II",null,null,"5CMII710H01525","EXT.CMII-710 10T 1525RPM","2021-10-04T14:20:00"]
[192,"2021-09-30T17:23:00","TODO EN VENTILACION",240639,1,"CRVLT-10","127/1","-","2950 M3/HR","1820","1/3",{"$nulls":5},"5CRVLT10301800","Existe","2021-10-04T09:15:00"]
[193,"2021-09-30T19:20:00","K3 SOLUCIONES",240653,1,"CRVLT-16","230/3","VE-01","-","1350","1",{"$nulls":5},"5CRVLT16B13500","Existe","2021-10-04T09:15:00"]
[194,"2021-09-30T19:20:00","K3 SOLUCIONES",240653,1,"CRVLT-16","230/3","VE-02","-","900","1/3",{"$nulls":5},"5CRVLT16T09000","EXT.CRVLT-16 1/3T 900RPM","2021-10-04T13:20:00"]
[195,"2021-09-30T19:20:00","K3 SOLUCIONES",240653,1,"CDAVF1-12/12","230/3","VI-01","-","1025","1",{"$nulls":5},"5CDAVF112B1025","EXT.CDAVF1-12/12 1T 1025RPM","2021-10-04T13:20:00"]
[196,"2021-09-30T19:20:00","K3 SOLUCIONES",240653,1,"CDAVF1-12/12","230/3","VI-02","-","1200","2",{"$nulls":5},"5CDAVF112D1200","EXT.CDAVF1-12/12 2T 1200RPM","2021-10-04T13:20:00"]
[197,"2021-09-30T19:20:00","K3 SOLUCIONES",240653,1,"CCR-12/12","230/3","VI-03","-","1000","3/4",{"$nulls":5},"5CCR1212A01000","EXT.CCR-12/12 3/4T 1000RPM","2021-10-04T12:55:00"]

{"sheet":"OCTUBRE 2021","index":9,"n_rows":203,"n_cols":19,"rows_kept":203,"cut":false,"hidden":false,"merged":[[0,0,0,13],[0,16,0,17],[1,5,1,13]]}
["SIAC",{"$nulls":15},"ING. INDUSTRIAL"]
[{"$nulls":5},"CARACTERISTICAS DEL EQUIPO"]
["ITEM","FECHA SOLICITADA","Nombre Cliente ","PEDIDO","CANTIDAD","EQUIPO","Conexión","TAG","Caudal","R.P.M","MOTOR","GIRO","DESCARGA","OBSERVACIONES","Fecha de Correccion","ASESOR","Codigo","Descripción ","FECHA ENTREGA"]
[1,"2021-10-01T14:20:00","IDSAA",240663,2,"CMI-315","230/3","-","1610 CFM","1625","1/2",{"$nulls":5},"5CMI3159016250","Existe","2021-10-05T09:00:00"]
[2,"2021-10-01T14:20:00","IDSAA",240663,1,"CMI-630","230/3","-","1610 CFM","750","1 1/2",{"$nulls":5},"5CMI630C075000","Existe","2021-10-05T09:00:00"]
[3,"2021-10-01T16:49:00","CLIO CLIMATIZACION DE OCCIDENTE",240660,1,"CMI-280","230/3","-","-","3125","2",{"$nulls":5},"5CMI280D031250","EXT.CMI-280 2T 3125RPM","2021-10-05T09:30:00"]
[4,"2021-10-04T11:54:00","TODO EN VENTILACION",240689,1,"CRVLT-33","230/3","-","20500 M3/HR","500","2",{"$nulls":5},"5CRVLT33D05000","Existe","2021-10-05T09:00:00"]
[5,"2021-10-04T11:55:00","TODO EN VENTILACION",240690,1,"CMI-560","230/3","-","11990 M3/HR","1418","5",{"$nulls":5},"5CMI560F014130","Existe","2021-10-05T09:00:00"]
[6,"2021-10-04T15:44:00","REYSAP",240703,2,"RXT-C 1500-3-18/S","230/3","-","-","550","3",{"$nulls":5},"5NRXTC1500318S","Existe","2021-10-05T09:30:00"]
[7,"2021-10-05T09:02:00","AAIRSA",240709,2,"CMI-400","230/3","INY-01","-","2100","3","CCW","UB","CCW, UB",null,null,"5CMI400E210IUB","EXT.CMI-400 3T 2100RPM GI 0","2021-10-05T09:30:00"]
[8,"2021-10-05T11:43:00","L. CARVAJAL","-",1,"CDAH-15/15","127/1","-","-","700","1 1/2",null,null,"CODIGO REF 5CDAH151570700",null,null,"5CDAH151570700","Existe","2021-10-05T13:00:00"]
[9,"2021-10-05T11:44:00","CLIMAS KONFORT",240721,1,"CRHLT-18","127/1","B-19.05","2341 CFM","850","1/4",{"$nulls":5},"5CRHLT18208500","EXT.CRHLT-18 1/4M 850RPM","2021-10-05T13:30:00"]
[10,"2021-10-05T11:44:00","CLIMAS KONFORT",240721,1,"CRHLT-14","127/1","B-19.06","1829 CFM","1650","1/2",{"$nulls":5},"5CRHLT14401650","Existe","2021-10-05T13:30:00"]
[11,"2021-10-05T11:57:00","SANDRA SANCHEZ",240725,1,"CMI-400","230/3","-","SUM-01","1700","1 1/2","CW","UB","UB",null,null,"5CMI400C1700UB","Existe","2021-10-05T13:30:00"]
[12,"2021-10-05T11:57:00","SANDRA SANCHEZ",240725,1,"CDAHF1-12/12","230/3","-","SUM-02","850","3/4",{"$nulls":5},"5CDAHF112A0850","Existe","2021-10-05T13:30:00"]
[13,"2021-10-05T12:36:00","REFRIMART",240730,1,"CRVLT-18","220/1","EK-01","3269 CFM","1300","1",{"$nulls":5},"5CRVLT18601325","Existe","2021-10-05T13:30:00"]
[14,"2021-10-05T12:36:00","REFRIMART",240730,1,"CCR-12/12","220/1","IK-01","3032 CFM","800","1",{"$nulls":5},"5CCR1212608000","Existe","2021-10-05T13:30:00"]
[15,"2021-10-05T13:53:00","EDISON MAQUINARIA",240466,2,"TGT/4-1250-3/15","230/3","-","-","1725","15",null,null,"ANGULO DE PALA C (10°)",null,null,"5TGT41250315C","Existe","2021-10-06T09:30:00"]
[16,"2021-10-05T13:53:00","EDISON MAQUINARIA",240466,2,"TGT/6-1000-3/1.5","230/3","-","-","1150","1 1/2",null,null,"ANGULO DE PALA A (6°)",null,null,"5TGT61000315A","Existe","2021-10-06T09:30:00"]
[17,"2021-10-05T14:06:00","EXPERTOS EN VENTILACION",240736,2,"TGT/6-1000-6/3","230/3","-","-","1170","3",null,null,"ANGULO DE PALA F (14°)",null,null,"5TGT61000630F","Existe","2021-10-06T09:30:00"]
[18,"2021-10-05T16:20:00","EXPERTOS EN VENTILACION",240742,2,"CRVLT-18","127/1","-","-","1400","1 1/2",null,null,null,"2021-10-07T08:54:00","L.AGUAYO","5CRVLT18714000","Existe","2021-10-07T09:00:00"]
[19,"2021-10-05T16:20:00","EXPERTOS EN VENTILACION",240742,2,"ROOF CURB","-","-","-","-","-",null,null,"ROOF CURB CRVLT-18 C/ PERSIANA",null,null,"FORMATO","FORMATO"]
[20,"2021-10-05T16:42:00","SOLUCIONES Y SERVICIOS",240746,1,"RXT-C 800-1/2-27/S","230/3","-","-","530","1/2",{"$nulls":5},"FORMATO","FORMATO"]
[21,"2021-10-06T11:01:00","INDUSTRIAS MICHELIN",238496,6,"DXT-1500/18 3T","460/3","522-EF-01 AL 06","25212 CFM","550","3",null,null,"SWITCH IP 65, MALLA EN DESCARGA",null,null,"5DXT1500355MCH","Existe","2021-10-07T09:00:00"]
[22,"2021-10-06T11:01:00","INDUSTRIAS MICHELIN",238496,3,"HXB-400/L","127/1","721-EF-21 AL 23","825 CFM","1625","1/8",null,null,"SWITCH IP 65 ",null,null,"5HXB400L181MCH","EXT.HXB-400 1/8M 1625RPM  SW","2021-10-07T09:45:00"]
[23,"2021-10-07T09:28:00","T Y P",240786,2,"CRHLT-24","230/3","-","-","900","2",{"$nulls":5},"5CRHLT24D09000","Existe","2021-10-07T09:45:00"]
[24,"2021-10-07T09:55:00","EDISON MAQUINARIA",240787,1,"CME-315","230/3","EXT-01","-","2350","1 1/2",null,null,"ARREGLO ANTICHISPA AMCA C, MOTOR APEX 2-MO-154XUS",null,null,"5CME315C235APX","EXT.CME-315 1.5T 2350RPM APEX","2021-10-08T08:50:00"]
[25,"2021-10-07T16:17:00","SERVICIOS ESPECIALIZADOS DEL NORTE",240807,1,"CMI-400","230/3","VI-03","2701 CFM","1400","1",{"$nulls":5},"5CMI400B014000","Existe","2021-10-07T17:50:00"]
[26,"2021-10-07T16:17:00","SERVICIOS ESPECIALIZADOS DEL NORTE",240807,5,"CLT-16","230/3","VI-02","1004 CFM","975","1/2",null,null,"CUBIERTA MOTOR",null,null,"5CLTG1690975CM","EXT.CLTG-16 1/2T 975RPM CUBRE","2021-10-07T17:50:00"]
[27,"2021-10-08T08:36:00","LATAMGYM",240018,1,"CDAH-20/20","230/3","-","-","350",1,null,null,null,"2021-10-11T11:08:00","G.MENDOZA","5CDAH2020B0350","EXT.CDAH-20/20 1T 350RPM","2021-10-11T18:00:00"]
[28,"2021-10-08T17:34:00","GTC TERMO CONTROL",240859,1,"DX-1000/L1 1T","460/3","-","10589 CFM","610","1",{"$nulls":5},"5DX10001S","Existe","2021-10-11T09:20:00"]
[29,"2021-10-11T11:46:00","SENSA CLIMATIZACION",240888,1,"CLT-14","127/1","-","1625 CFM","1500","1/2",null,null,"CUBIERTA MOTOR",null,null,"5CLTG1441500CM","EXT.CLTG-14 1/2M 1500RPM CUBRE","2021-10-12T09:20:00"]
[30,"2021-10-11T11:46:00","SENSA CLIMATIZACION",240888,1,"CLT-10","127/1","-","846 CFM","1700","1/3",null,null,"CUBIERTA MOTOR",null,null,"5CLTG1031700CM","Existe","2021-10-12T09:20:00"]
[31,"2021-10-11T16:18:00","LATAMGYM",240377,1,"CDAHF2-20/20","230/3","UVI-01","5414 CFM",525,"1 1/2",null,null,"RECUBRIMIENTO POLIESTER, POLEA VARIABLE","2021-10-12T12:48:00","G.MENDOZA","5CDAHF220C525P","EXT.CDAHF2-20/20 1.5T 525RPM","2021-10-12T16:15:00"]
[32,"2021-10-11T16:18:00","LATAMGYM",240378,1,"CDAHF2-20/20","230/3","UVI-01","4403 CFM",675,2,null,null,"RECUBRIMIENTO POLIESTER, POLEA VARIABLE","2021-10-12T12:48:00","G.MENDOZA","5CDAHF220D675P","EXT.CDAHF2-20/20 2T 675RPM PV","2021-10-12T16:15:00"]
[33,"2021-10-11T16:18:00","LATAMGYM",240379,1,"CDAHF2-20/20","230/3","UVI-01","6638 CFM",750,5,null,null,"RECUBRIMIENTO POLIESTER, POLEA VARIABLE",null,null,"5CDAHF220F751P","EXT.CDAHF2-20/20 5T 750RPM PV","2021-10-12T16:15:00"]
[34,"2021-10-11T16:18:00","LATAMGYM",240380,1,"CDAHF2-20/20","230/3","UVI-01","6907 CFM",700,5,null,null,"RECUBRIMIENTO POLIESTER, POLEA VARIABLE",null,null,"5CDAHF220F700P","EXT.CDAHF2-20/20 5T 700RPM PV","2021-10-12T16:15:00"]
[35,"2021-10-11T16:18:00","LATAMGYM",240381,1,"CDAHF2-20/20","230/3","UVI-01","5632 CFM",525,"1 1/2",null,null,"RECUBRIMIENTO POLIESTER, POLEA VARIABLE",null,null,"5CDAHF220C525P","EXT.CDAHF2-20/20 1.5T 525RPM","2021-10-12T16:15:00"]
[36,"2021-10-11T16:30:00","LATAMGYM",239870,1,"CDAHF2-20/20","230/3","-","-",750,3,null,null,"RECUBRIMIENTO POLIESTER, POLEA PV, LOUVER EN SUCCION, FILTRO PLISADO MERV 7 Y DE CARBON ACTIVADO",null,null,"5CDAHF220E751P","EXT.CDAHF2-20/20 3T 750RPM PV","2021-10-12T16:15:00"]
[37,"2021-10-11T17:17:00","ERNESTO AYAX RAMOS MARTINEZ",240904,7,"DX-1500/18 3T","230/3","-","-","550","3",{"$nulls":5},"5DX15003S","Existe","2021-10-12T12:55:00"]
[38,"2021-10-12T10:45:00","EXPERTOS EN VENTILACION",240782,1,"BDB-280","230/3","-","-","3500","5",null,null,"CCW, TH, POS MOTOR W  **CANCELADO POR DEMORA EN INFO**",null,"L.AGUAYO"]
[39,"2021-10-12T11:01:00","EXPERTOS EN VENTILACION",240911,2,"CLT-24","230/3","-","7176 CFM","1125","5",{"$nulls":5},"5CLTG24F11500","Existe","2021-10-13T09:40:00"]
[40,"2021-10-12T11:01:00","EXPERTOS EN VENTILACION",240911,2,"CLT-22","230/3","-","6398 CFM","1300","5",{"$nulls":5},"5CLTG22F013000","Existe","2021-10-13T09:40:00"]
[41,"2021-10-12T11:01:00","EXPERTOS EN VENTILACION",240911,1,"CLT-18","230/3","-","5381 CFM","1850","5",null,null,"**CANCELADO, YA NO TRABAJAR CODIGO**",null,"L.AGUAYO"]
[42,"2021-10-12T13:15:00","SIERRA MADRE",240920,2,"CRVLT-20","230/3","-","4000 CFM","1100","1 1/2",{"$nulls":5},"5CRVLT20C01100","Existe","2021-10-13T09:40:00"]
[43,"2021-10-12T13:15:00","SIERRA MADRE",240920,1,"CCR-18/18","230/3","-","6100 CFM","625","3",{"$nulls":5},"5CCR1818E06500","Existe","2021-10-13T09:40:00"]
[44,"2021-10-12T17:48:00","RILSA",240937,1,"CMI-1250","230/3","-","-","672","25","CW","BH","CW, BH, DISCO DE ENFRIAMIENTO, SELLO EN FLECHA",null,null,"FORMATO","FORMATO"]
[45,"2021-10-12T17:48:00","RILSA",240937,1,"CMI-1250","230/3","-","-","672","25","CCW","BH","CCW, BH, DISCO DE ENFRIAMIENTO, SELLO EN FLECHA",null,null,"FORMATO","FORMATO"]
[46,"2021-10-13T09:27:00","CLIMAS KONFORT",236599,4,"DX-1800/32 10T","230/3","MACHINING 1","54421 CFM","440","10",{"$nulls":5},"FORMATO","FORMATO"]
[47,"2021-10-13T09:27:00","CLIMAS KONFORT",236599,2,"DX-1500/18 3T","230/3","FG 1","24509 CFM","550","3",{"$nulls":5},"5DX15003S","Existe","2021-10-13T12:10:00"]
[48,"2021-10-13T09:27:00","CLIMAS KONFORT",236599,16,"DX-1800/36 15T","230/3","-","64735 CFM","440","15",{"$nulls":5},"FORMATO","FORMATO"]
[49,"2021-10-13T09:27:00","CLIMAS KONFORT",236599,3,"DX-1800/32 10T","230/3","-","51103 CFM","440","10",{"$nulls":5},"FORMATO","FORMATO"]
[50,"2021-10-13T10:29:00","EMALAG",240951,2,"CRVLT-14","220/1","-","3350 M3/HR","1625","1/2",null,null,null,"2021-10-14T17:14:00","W.GONZALEZ","5CRVLT14401625","Existe","2021-10-14T14:15:00"]
[51,"2021-10-13T12:18:00","ERNESTO AYAX",240461,1,"CMII-1250","460/3","-","35000 CFM",900,40,"CW","UB","CW, UB, CL II",null,null,"5CMII1250R90UB","EXT.CMII-1250 40T 900RPM 0","2021-10-13T14:30:00"]
[52,"2021-10-13T12:59:00","GRUPO INDUSTRIAL EN VENTILACION Y BOMBEO",240957,1,"CMI-560","-","-","-","-","-",null,null,"S/M, RECUBRIMIENTO EPOXICO",null,null,"5CMI5600000EPX","EXT.CMI-560 S/M REC. EPOXICO","2021-10-14T09:00:00"]
[53,"2021-10-13T14:11:00","J & C TECHNOLOGY",240964,2,"CLT-16","230/3","UMAS CLS1 Y CLS03","2120 CFM","1025","3/4",null,null,"CUBIERTA MOTOR, SWITCH IP 65",null,null,"5CLTG16A1026CM","EXT.CLTG-16 3/4T 1025RPM SW","2021-10-14T09:50:00"]
[54,"2021-10-13T14:11:00","J & C TECHNOLOGY",240964,1,"CLT-16","230/3","UMAS CLS4","2720 CFM","1175","1",null,null,"CUBIERTA MOTOR, SWITCH IP 65",null,null,"5CLTG16B1176CM","EXT.CLTG-16 1T 1175RPM SW","2021-10-14T09:50:00"]
[55,"2021-10-13T14:11:00","J & C TECHNOLOGY",240964,2,"CLT-16","230/3","UMA EXT 13.1 Y EXT 13.2","3800 CFM","1525","2",null,null,"CUBIERTA MOTOR, SWITCH IP 65",null,null,"5CLTG16D1525CM","EXT.CLTG-16 2T 1525RPM SW","2021-10-14T09:50:00"]
[56,"2021-10-13T15:56:00","SIERRA MADRE NORTE",240965,1,"CMX 250/4P","230/3","-","224 CFM","1750","1/4",{"$nulls":5},"5CMX2504817500","Existe","2021-10-14T09:00:00"]
[57,"2021-10-14T08:15:00","T Y P",240975,1,"CDAHF1-12/12","230/3","-","-","1100","3",{"$nulls":5},"5CDAHF112E1105","Existe","2021-10-14T09:50:00"]
[58,"2021-10-14T08:31:00","CASTREJON JIMENEZ MARIA DIANA",240977,1,"CRVLT-12","127/1","-","-","1050","1/2",{"$nulls":5},"5CRVLT12401050","Existe","2021-10-14T09:50:00"]
[59,"2021-10-14T08:31:00","CASTREJON JIMENEZ MARIA DIANA",240977,1,"CRVLT-14","127/1","-","-","1050","3/4",{"$nulls":5},"5CRVLT14501050","Existe","2021-10-14T09:50:00"]
[60,"2021-10-14T08:31:00","CASTREJON JIMENEZ MARIA DIANA",240977,1,"CRVLT-16","127/1","-","-","1050","3/4",{"$nulls":5},"5CRVLT16501075","Existe","2021-10-14T14:15:00"]
[61,"2021-10-14T12:22:00","SICLIMA",240970,1,"CMI-400","460/3","-","-","1375","3/4",{"$nulls":5},"5CMI400A013750","Existe","2021-10-14T15:45:00"]
[62,"2021-10-14T12:22:00","SICLIMA",240970,1,"CMI-630","460/3","-","-","825","1 1/2",{"$nulls":5},"5CMI630C082500","Existe","2021-10-14T15:45:00"]
[63,"2021-10-14T12:41:00","REFRIMART",240945,1,"CRVHT-10","220/1","VE-01","1126 CFM",2125,"3/4",{"$nulls":5},"5CRVHT10502125","EXT.CRVHT-10 3/4M 2125RPM","2021-10-14T16:35:00"]
[64,"2021-10-14T16:34:00","LA MUÑO",240996,1,"CRVLT-20","127/1","-","-",1100,1,{"$nulls":5},"5CRVLT20601100","Existe","2021-10-14T16:35:00"]
[65,"2021-10-15T08:41:00","FRICOMSA",241011,2,"CMI-450","230/3","-","-","1800","3",{"$nulls":5},"5CMI450E182500","Existe","2021-10-18T08:35:00"]
[66,"2021-10-15T08:41:00","FRICOMSA",241011,1,"CMI-400","230/3","-","-","1800","2",{"$nulls":5},"5CMI400D018010","Existe","2021-10-18T08:35:00"]
[67,"2021-10-15T08:41:00","FRICOMSA",241011,1,"CMI-500","230/3","-","-","1800","5",{"$nulls":5},"5CMI500F018000","Existe","2021-10-18T08:35:00"]
[68,"2021-10-15T08:41:00","FRICOMSA",241011,1,"DAL-9-H-1/2","230/3","-","-","650","1/2",{"$nulls":5},"5UDLHF99065000","Existe","2021-10-18T08:35:00"]
[69,"2021-10-15T13:45:00","EXPERTOS EN VENTILACION",241026,1,"CRWLT-16","127/1","-","1900 CFM","1150","1",{"$nulls":5},"5CRWLT16601150","EXT.CRWLT-16 1M 1150RPM","2021-10-18T13:15:00"]
[70,"2021-10-15T13:45:00","EXPERTOS EN VENTILACION",241026,1,"CLT-16","127/1","-","2200 CFM","925","1/2",{"$nulls":5},"5CLTG164092500","Existe","2021-10-18T09:25:00"]
[71,"2021-10-15T13:45:00","EXPERTOS EN VENTILACION",241026,1,"CLT-12","127/1","-","400 CFM","800","1/4",{"$nulls":5},"5CLTG122080000","Existe","2021-10-18T09:25:00"]
[72,"2021-10-15T14:16:00","J & C TECHNOLOGY",241034,1,"CRVLT-18","220/1","VE-01","3400 CFM","1275","1 1/2",{"$nulls":5},"5CRVLT18701300","Existe","2021-10-18T09:25:00"]
[73,"2021-10-15T14:16:00","J & C TECHNOLOGY",241034,1,"CCK-12/12","220/1","VI-01","3060 CFM","925","1 1/2",{"$nulls":5},"5CCK1212709250","EXT.CCK-12/12 1.5M 925RPM","2021-10-18T13:15:00"]
[74,"2021-10-15T16:37:00","REFRIMART",241043,1,"CRVHT-24","230/3","-","7902","1075","3",{"$nulls":5},"5CRVHT24E01075","Existe","2021-10-18T09:25:00"]
[75,"2021-10-15T16:37:00","REFRIMART",241043,1,"CRVLT-10","127/1","-","322","1075","1/4",{"$nulls":5},"5CRVLT10201075","Existe","2021-10-18T09:25:00"]
[76,"2021-10-15T16:37:00","REFRIMART",241043,1,"CCR-18/18","230/3","-","7472","725","5",{"$nulls":5},"5CCR1818F07300","Existe","2021-10-18T09:25:00"]
[77,"2021-10-18T09:15:00","REFRI-EQUIPOS",241066,2,"CRVLT-14","121/1","-","-","1350","1/2",{"$nulls":5},"5CRVLT14401350","EXT.CRVLT-14 1/2M 1350RPM","2021-10-18T13:15:00"]
[78,"2021-10-18T10:33:00","PROYECTOS E INSTALACIONES DE SISTEMAS",241015,1,"CLT-16","230/3","VE-01","1949 CFM","1125","1",null,null,"CUBIERTA MOTOR, CAJA PORTAFILTROS C/FILTROS MERV-8 1 ETAPA",null,null,"5CLTG16B1125FI","EXT.CLTG-16 1T 1125RPM CUBRE","2021-10-20T17:40:00"]
[79,"2021-10-18T10:33:00","PROYECTOS E INSTALACIONES DE SISTEMAS",241015,1,"CLT-16","230/3","VE-02","2880 CFM","1350","1 1/2",null,null,"CUBIERTA MOTOR, CAJA PORTAFILTROS C/FILTROS MERV-8 1 ETAPA",null,null,"5CLTG16C1350PF","Existe","2021-10-20T08:30:00"]
[80,"2021-10-18T10:33:00","PROYECTOS E INSTALACIONES DE SISTEMAS",241015,1,"CLT-12","127/1","VE-03","993 CFM","1525","3/4",null,null,"CUBIERTA MOTOR, CAJA PORTAFILTROS C/FILTROS MERV-8 1 ETAPA",null,null,"5CLTG1251525FI","EXT.CLTG-12 3/4M 1525RPM CUBRE","2021-10-20T17:40:00"]
[81,"2021-10-18T10:33:00","PROYECTOS E INSTALACIONES DE SISTEMAS",241015,3,"CLT-10","127/1","VE-04 Y VE-07","432 CFM\n392 CFM","1700","1/3",null,null,"CUBIERTA MOTOR, CAJA PORTAFILTROS C/FILTROS MERV-8 1 ETAPA",null,null,"5CLTG1031700FI","EXT.CLTG-10 1/3M 1700RPM CUBRE","2021-10-20T17:40:00"]
[82,"2021-10-18T10:33:00","PROYECTOS E INSTALACIONES DE SISTEMAS",241015,2,"CLT-7","127/1","VE-05","320 CFM","2075","1/3",null,null,"CUBIERTA MOTOR, CAJA PORTAFILTROS C/FILTROS MERV-8 1 ETAPA",null,null,"5CLTG7302075FI","EXT.CLTG-7 1/3M 2075RPM CUBRE","2021-10-20T17:40:00"]
[83,"2021-10-18T10:33:00","PROYECTOS E INSTALACIONES DE SISTEMAS",241015,1,"CLT-14","230/3","VE-06","1727 CFM","1775","1",null,null,"CUBIERTA MOTOR, CAJA PORTAFILTROS C/FILTROS MERV-8 1 ETAPA",null,null,"5CLTG14B1775FI","EXT.CLTG-14 1T 1775RPM CUBRE","2021-10-20T17:40:00"]
[84,"2021-10-18T10:33:00","PROYECTOS E INSTALACIONES DE SISTEMAS",241015,1,"CLTH-10","230/3","VE-08","1557 CFM","2425","1",null,null,"CUBIERTA MOTOR",null,null,"5CLTH10B2425CM","EXT.CLTH-10 1T 2425RPM CUBRE","2021-10-20T16:30:00"]
[85,"2021-10-18T10:33:00","PROYECTOS E INSTALACIONES DE SISTEMAS",241015,1,"CLTH-10","127/1","VE-09","586 CFM","1875","1/2",null,null,"CUBIERTA MOTOR",null,null,"5CLTH1041875CM","EXT.CLTH-10 1/2M 1875RPM CUBRE","2021-10-20T16:30:00"]
[86,"2021-10-18T10:33:00","PROYECTOS E INSTALACIONES DE SISTEMAS",241015,1,"CLTH-10","127/1","VE-10","713 CFM","2150","3/4",null,null,"CUBIERTA MOTOR",null,null,"5CLTH1052150CM","EXT.CLTH-10 3/4M 2150RPM CUBRE","2021-10-20T16:30:00"]
[87,"2021-10-18T10:33:00","PROYECTOS E INSTALACIONES DE SISTEMAS",241015,1,"CLTL-12","230/3","VE-11","1587 CFM","1800","1 1/2",null,null,"CUBIERTA MOTOR","2021-10-21T17:24:00","A.GARCIA","5CLTG12C1801CM","EXT.CLTG-12 1.5T 1800RPM CUBRE","2021-10-22T09:30:00"]
[88,"2021-10-18T10:33:00","PROYECTOS E INSTALACIONES DE SISTEMAS",241015,1,"CLT-7","127/1","VE-12","262 CFM","2050","1/3",null,null,"CUBIERTA MOTOR",null,null,"5CLTG7302050CM","EXT.CLTG-7 1/3M 2050RPM CUBRE","2021-10-20T16:30:00"]
[89,"2021-10-18T10:33:00","PROYECTOS E INSTALACIONES DE SISTEMAS",241015,1,"CLTH-12","230/3","VE-13","1803 CFM","1975","1 1/2",null,null,"CUBIERTA MOTOR",null,null,"5CLTH12C1975CM","EXT.CLTH-12 1.5T 1975RPM CUBRE","2021-10-20T16:30:00"]
[90,"2021-10-18T10:33:00","PROYECTOS E INSTALACIONES DE SISTEMAS",241015,2,"CLTH-12","230/3","VE-14 Y 20","2160 CFM","2200","2",null,null,"CUBIERTA MOTOR",null,null,"5CLTH12D2200CM","EXT.CLTH-12 2T 2200RPM CUBRE","2021-10-20T16:30:00"]
[91,"2021-10-18T10:33:00","PROYECTOS E INSTALACIONES DE SISTEMAS",241015,1,"CLT-7","127/1","VE-15","392 CFM","2200","1/2",null,null,"CUBIERTA MOTOR",null,null,"5CLTG7402200CM","EXT.CLTG-7 1/2M 2200RPM CUBRE","2021-10-20T16:30:00"]
[92,"2021-10-18T10:33:00","PROYECTOS E INSTALACIONES DE SISTEMAS",241015,1,"CLTL-10","127/1","VE-16","676 CFM","1800","1/2",null,null,"CUBIERTA MOTOR","2021-10-21T17:24:00","A.GARCIA","5CLTG1041800CM","EXT.CLTG-10 1/2M 1800RPM CUBRE","2021-10-22T09:30:00"]
[93,"2021-10-18T10:33:00","PROYECTOS E INSTALACIONES DE SISTEMAS",241015,1,"CLTH-10","127/1","VE-17","816 CFM","1975","1/2",null,null,"CUBIERTA MOTOR",null,null,"5CLTH1041975CM","EXT.CLTH-10 1/2M 1975RPM CUBRE","2021-10-20T16:30:00"]
[94,"2021-10-18T10:33:00","PROYECTOS E INSTALACIONES DE SISTEMAS",241015,1,"CLTH-10","127/1","VE-18","943 CFM","2075","3/4",null,null,"CUBIERTA MOTOR",null,null,"5CLTH1052075CM","EXT.CLTH-10 3/4M 2075RPM CUBRE","2021-10-20T16:30:00"]
[95,"2021-10-18T10:33:00","PROYECTOS E INSTALACIONES DE SISTEMAS",241015,1,"CLT-7","127/1","VE-19","140 CFM","1650","1/4",null,null,"CUBIERTA MOTOR",null,null,"5CLTG7201651CM","EXT.CLTG-7 1/4M 1650RPM CUBRE","2021-10-20T16:30:00"]
[96,"2021-10-18T10:33:00","PROYECTOS E INSTALACIONES DE SISTEMAS",241015,1,"CLTH-12","230/3","VE-21","1803 CFM","2000","2",null,null,"CUBIERTA MOTOR",null,null,"5CLTH12D2000CM","EXT.CLTH-12 2T 2000RPM CUBRE","2021-10-20T16:30:00"]
[97,"2021-10-18T10:33:00","PROYECTOS E INSTALACIONES DE SISTEMAS",241015,2,"CLTH-12","230/3","VE-22 Y 25","1700 CFM","2150","2",null,null,"CUBIERTA MOTOR",null,null,"5CLTH12D2150CM","EXT.CLTH-12 2T 2150RPM CUBRE","2021-10-20T16:30:00"]
[98,"2021-10-18T10:33:00","PROYECTOS E INSTALACIONES DE SISTEMAS",241015,2,"CLT-16","230/3","VE-23 Y 24","2484 CFM","1400","2",null,null,"CUBIERTA MOTOR",null,null,"5CLTG16D1400CM","Existe","2021-10-20T08:30:00"]
[99,"2021-10-18T10:33:00","PROYECTOS E INSTALACIONES DE SISTEMAS",241015,1,"CMI-1000","230/3","VE-26","17000 CFM","725","15",{"$nulls":5},"5CMI1000M07250","EXT.CMI-1000 15T 725RPM","2021-10-20T16:30:00"]
[100,"2021-10-18T10:33:00","PROYECTOS E INSTALACIONES DE SISTEMAS",241015,1,"CLTH-12","230/3","VE-27","1781 CFM","2000","2",null,null,"CUBIERTA MOTOR, CAJA PORTAFILTROS C/FILTROS MERV-8 1 ETAPA","2021-10-21T17:24:00","A.GARCIA","5CLTH12D2000FI","EXT.CLTH-12 2T 2000RPM CUBRE","2021-10-22T09:30:00"]
[101,"2021-10-18T10:33:00","PROYECTOS E INSTALACIONES DE SISTEMAS",241015,1,"CLTH-12","230/3","VE-28","1804 CFM","2100","2",null,null,"CUBIERTA MOTOR",null,null,"5CLTH12D2100CM","EXT.CLTH-12 2T 2100RPM CUBRE","2021-10-20T16:30:00"]
[102,"2021-10-18T10:33:00","PROYECTOS E INSTALACIONES DE SISTEMAS",241015,1,"CLTH-12","230/3","VE-29","1820 CFM","2025","2",null,null,"CUBIERTA MOTOR",null,null,"5CLTH12D2025CM","EXT.CLTH-12 2T 2025RPM CUBRE","2021-10-20T16:30:00"]
[103,"2021-10-18T10:33:00","PROYECTOS E INSTALACIONES DE SISTEMAS",241015,1,"CLTH-12","230/3","VE-30","1840 CFM","2125","2",null,null,"CUBIERTA MOTOR",null,null,"5CLTH12D2125CM","EXT.CLTH-12 2T 2125RPM CUBRE","2021-10-20T16:30:00"]
[104,"2021-10-18T10:33:00","PROYECTOS E INSTALACIONES DE SISTEMAS",241015,3,"CLT-7","127/1","VE-31, 34 Y 35","140 CFM","1550","1/4",null,null,"CUBIERTA MOTOR",null,null,"5CLTG7201550CM","EXT.CLTG-7 1/4M 1550RPM CUBRE","2021-10-20T14:00:00"]
[105,"2021-10-18T10:33:00","PROYECTOS E INSTALACIONES DE SISTEMAS",241015,2,"CLT-7","127/1","VE-32 Y 33","150 CFM","1575","1/4",null,null,"CUBIERTA MOTOR",null,null,"5CLTG7201576CM","EXT.CLTG-7 1/4M 1575RPM CUBRE","2021-10-20T14:00:00"]
[106,"2021-10-18T10:33:00","PROYECTOS E INSTALACIONES DE SISTEMAS",241015,4,"CLT-10","127/1","VE-36 AL 39","650 CFM","1650","1/3",null,null,"CUBIERTA MOTOR",null,null,"5CLTG1031650CM","Existe","2021-10-18T17:50:00"]
[107,"2021-10-18T10:55:00","EQUIPSA REFRIGERACION",241041,4,"DAL-36-H-10","460/3","-","22670 CFM","453","10",{"$nulls":5},"5UDLHF36H0450","Existe","2021-10-18T16:35:00"]
[108,"2021-10-18T11:28:00","FMCM",241080,2,"CRVHT-22","460/3","-","-","1275","5",{"$nulls":5},"5CRVHT22F01275","Existe","2021-10-18T16:35:00"]
[109,"2021-10-18T11:38:00","SERVICIOS ESPECIALIZADOS DEL NORTE",240939,1,"CMI-400","230/3","VI-01","3450 CFM","1875","2",{"$nulls":5},"5CMI400D188000","Existe","2021-10-18T16:35:00"]
[110,"2021-10-18T11:38:00","SERVICIOS ESPECIALIZADOS DEL NORTE",240939,1,"CMI-400","230/3","VI-03","3315 CFM","1775","2",{"$nulls":5},"5CMI400D018010","Existe","2021-10-18T16:35:00"]
[111,"2021-10-18T11:38:00","SERVICIOS ESPECIALIZADOS DEL NORTE",240939,1,"CMI-400","230/3","VI-02","3100 CFM","1575","1 1/2",{"$nulls":5},"5CMI400C156600","Existe","2021-10-18T16:35:00"]
[112,"2021-10-18T11:38:00","SERVICIOS ESPECIALIZADOS DEL NORTE",240939,1,"CMI-400","230/3","VI-07","3160 CFM","1675","1 1/2",{"$nulls":5},"5CMI400C016760","Existe","2021-10-18T16:35:00"]
[113,"2021-10-18T11:38:00","SERVICIOS ESPECIALIZADOS DEL NORTE",240939,1,"CMI-400","230/3","VI-04","3000 CFM","1475","1",{"$nulls":5},"5CMI400B015000","Existe","2021-10-18T16:45:00"]
[114,"2021-10-18T11:38:00","SERVICIOS ESPECIALIZADOS DEL NORTE",240939,1,"CMI-400","230/3","VI-06","2870 CFM","1400","1",{"$nulls":5},"5CMI400B014000","Existe","2021-10-18T16:45:00"]
[115,"2021-10-18T11:38:00","SERVICIOS ESPECIALIZADOS DEL NORTE",240939,1,"CMI-450","230/3","VI-05","3180 CFM","1350","1 1/2",{"$nulls":5},"5CMI450C013500","Existe","2021-10-18T16:45:00"]
[116,"2021-10-18T11:38:00","SERVICIOS ESPECIALIZADOS DEL NORTE",240939,1,"CLT-16","230/3","VI-09","3435 CFM","1575","3",null,null,"CUBIERTA MOTOR",null,null,"5CLTG16E1575CM","EXT.CLTG-16 3T 1575RPM CUBRE","2021-10-20T14:00:00"]
[117,"2021-10-18T11:38:00","SERVICIOS ESPECIALIZADOS DEL NORTE",240939,1,"CLT-16","230/3","VI-10","3100 CFM","1275","1 1/2",null,null,"CUBIERTA MOTOR",null,null,"5CLTG16C1275CM","EXT.CLTG-16 1.5T 1275RPM CUBRE","2021-10-20T14:00:00"]
[118,"2021-10-18T11:38:00","SERVICIOS ESPECIALIZADOS DEL NORTE",240939,1,"CLT-16","230/3","VI-11","3100 CFM","1500","2",null,null,"CUBIERTA MOTOR",null,null,"5CLTG16D1501CM","Existe","2021-10-18T17:30:00"]
[119,"2021-10-18T12:10:00","ERNESTO AYAX RAMOS MARTINEZ",241084,7,"INY.DX-1500/18 3T","460/3","-","56269 M3/HR","550","3",null,null,"FILTROS EN SUCCION, MALLA EN DESCARGA",null,null,"5IDXT1500355MA","INY.DXT-1500 3T 550RPM MALLA","2021-10-21T14:30:00"]
[120,"2021-10-19T08:59:00","EXPERTOS EN VENTILACION",241119,1,"CRWLT-16","220/1","-","-","1500","1",{"$nulls":5},"5CRWLT16601525","Existe","2021-10-21T11:00:00"]
[121,"2021-10-19T08:59:00","EXPERTOS EN VENTILACION",241119,1,"CRWLT-10","220/1","-","-","1775","1/3",{"$nulls":5},"5CRWLT10301775","EXT.CRWLT-10 1/3M 1775RPM","2021-10-21T11:00:00"]
[122,"2021-10-19T09:33:00","JULIO CESAR GARCIA",240173,2,"CCL-12/12","460/3","-","-","800","3/4",null,null,"SWITCH IP 65",null,null,"5CCL1212A0800S","EXT.CCL-12/12 3/4T 800RPM SW","2021-10-21T11:00:00"]
[123,"2021-10-19T11:40:00","CYVSA",241137,1,"CMII-1000","230/3","EF-01",19651,"950","25",{"$nulls":5},"5CMII1000P0950","EXT.CMII-1000 25T 950RPM","2021-10-21T14:30:00"]
[124,"2021-10-19T13:25:00","CLIMAS ALFA",241145,1,"CME-400","230/3","-","-","1825","1 1/2",null,null,"ARREGLO ANTICHISPA AMCA C, MOTOR APEX 2-MO-154XUS, SELLO EN FLECHA",null,null,"5CME400C182APX","Existe","2021-10-21T11:00:00"]
[125,"2021-10-19T16:53:00","ACEROCOM",241151,1,"CMI-630","230/3","-","10500 CFM","1375","7 1/2",{"$nulls":5},"5CMI630G013960","Existe","2021-10-21T11:00:00"]
[126,"2021-10-20T10:16:00","SANCHEZ NAVARRO DAVID CARMEN",239584,2,"DAL-96-H-30","460/3","-","55183 CFM","350","30",{"$nulls":5},"5DLHF96Q035000","Existe","2021-10-21T11:00:00"]
[127,"2021-10-20T13:40:00","MULTIEQUIPOS",241183,2,"CRVLT-16","220/1","-","-","1200","3/4",{"$nulls":5},"5CRVLT16512000","Existe","2021-10-21T11:00:00"]
[128,"2021-10-20T13:40:00","MULTIEQUIPOS",241183,3,"CRVLT-12","220/1","-","-","1350","1/4",{"$nulls":5},"5CRVLT12201350","Existe","2021-10-21T11:00:00"]
[129,"2021-10-20T13:40:00","MULTIEQUIPOS",241183,2,"CRVLT-20","230/3","-","-","1350","2",{"$nulls":5},"5CRVLT20D01350","Existe","2021-10-21T11:00:00"]
[130,"2021-10-20T13:40:00","MULTIEQUIPOS",241183,4,"CRVLT-20","220/1","-","-","1200","1 1/2",{"$nulls":5},"5CRVLT20701200","Existe","2021-10-21T11:00:00"]
[131,"2021-10-20T13:40:00","MULTIEQUIPOS",241183,5,"CRVLT-18","220/1","-","-","1325","2",{"$nulls":5},"5CRVLT18101325","Existe","2021-10-21T11:00:00"]
[132,"2021-10-21T08:47:00","ERNESTO AYAX RAMOS MARTINEZ",241218,1,"CDAHF2-22/22","230/3","-","12000 CFM","600","7 1/2",{"$nulls":5},"5CDAHF222G0600","Existe","2021-10-21T11:30:00"]
[133,"2021-10-21T08:47:00","ERNESTO AYAX RAMOS MARTINEZ",241218,2,"CDAHF2-20/20","230/3","-","10000 CFM","600","5",{"$nulls":5},"5CDAHF220F0610","Existe","2021-10-21T11:30:00"]
[134,"2021-10-21T09:21:00","GRUPO RAPICE",241223,1,"CMII-450","230/3","-","-","2771","15",null,null,"CL II",null,null,"5CMII450M02775","EXT.CMII-450 15T 2775RPM","2021-10-22T12:40:00"]
[135,"2021-10-21T11:54:00","EXPERTOS EN VENTILACION",241240,1,"BDB-280","460/3","-","-","2900","5",null,null,"CCW, TH, POS MOTOR W","2021-10-22T12:42:00","L.AGUAYO","5BDBI280F2900I","EXT.BDBI -280 5T 2900RPM GI TH","2021-10-22T16:45:00"]
[136,"2021-10-21T12:02:00","LA CASA DE LA VENTILACION",241241,1,"CRVLT-24","127/1","-","15196 M3/HR","900","2",{"$nulls":5},"5CRVLT24109000","Existe","2021-10-22T10:30:00"]
[137,"2021-10-22T08:24:00","CEDINSA",241258,1,"CMX 355/2P","460/3","-","1800 M3/HR","3550","7 1/2","CW","UB","CW, DESCARGA UB",null,null,"5CMXII355G35UB","Existe","2021-10-22T16:00:00"]
[138,"2021-10-22T09:15:00"," IDSAA TECHNOLOGIES",241266,1,"BIL-280","230/3","-","-","2871","1",null,null,"EXISTENCIA EN PT, MOTOR 2-MO-120SG","2021-10-26T12:15:00","B.ROMAN","5BIL280B028750","EXT.BIL-280 1T 2875RPM","2021-10-27T10:00:00"]
[139,"2021-10-22T09:44:00","TRANE",241268,1,"CRHLT-14","220/1","-","1350 CFM","1375","1/3",{"$nulls":5},"5CRHLT14301375","EXT.CRHLT-14 1/3M 1375RPM","2021-10-22T17:15:00"]
[140,"2021-10-22T09:44:00","TRANE",241268,1,"CRHLT-18","220/1","-","2250 CFM","925","1/3",{"$nulls":5},"5CRHLT18309250","EXT.CRHLT-18 1/3M 925RPM","2021-10-22T17:15:00"]
[141,"2021-10-22T16:50:00","GTC TERMO CONTROL ",241286,2,"CRVLT-20","230/3","-","3210 CFM","1175","1 1/2",{"$nulls":5},"5CRVLT20C01175","Existe","2021-10-22T17:45:00"]
[142,"2021-10-22T16:50:00","GTC TERMO CONTROL ",241286,1,"TAT-800/H","230/3","-","13009 CFM","1400","5",null,null,"MALLA EN SUCCION, MALLA EN DESCARGA, PIE SOPORTE",null,null,"FORMATO","FORMATO"]
[143,"2021-10-22T16:50:00","GTC TERMO CONTROL ",241286,1,"TAT-900/L","230/3","-","14190 CFM","1390","5",null,null,"MALLA EN SUCCION, MALLA EN DESCARGA, PIE SOPORTE",null,null,"FORMATO","FORMATO"]
[144,"2021-10-22T16:50:00","GTC TERMO CONTROL ",241286,1,"CDAHF2-18/18","460/3","-","7360 CFM","700","5",null,null,"FILTROS METALICOS Y PLISADOS MERV-8 ",null,null,"5CDAHF218F0701","EXT.CDAHF2-18/18 5T 700RPM","2021-10-25T12:45:00"]
[145,"2021-10-22T16:50:00","GTC TERMO CONTROL ",241286,1,"CLT-7","127/1","-","265 CFM","2275","1/2",null,null,"CUBIERTA MOTOR, CAJA PORTAFILTROS, 2 ETAPAS METALICOS Y PLISADOS MERV-8",null,null,"5CLTG7402275FI","EXT.CLTG-7 1/2M 2275RPM CUBRE","2021-10-25T12:45:00"]
[146,"2021-10-22T16:50:00","GTC TERMO CONTROL ",241286,2,"CLT-14","127/1","-","-","1675","3/4",null,null,"CUBIERTA MOTOR, CAJA PORTAFILTROS, 2 ETAPAS METALICOS Y PLISADOS MERV-8",null,null,"5CLTG1451675FI","EXT.CLTG-14 3/4M 1675RPM CUBRE","2021-10-25T12:45:00"]
[147,"2021-10-22T17:34:00","DE BUEN Y ASOCIADOS",241288,1,"TBN-T 315","230/3","VE-01","2640 CFM","3350","3",{"$nulls":5},"5TBNTI315E3350","EXT.TBNI-T-315 3T 3350RPM","2021-10-25T14:15:00"]
[148,"2021-10-25T09:25:00","MAYOREO AIRE Y CONFORT",241298,1,"CDAHF1-30/28","230/3","-","-","525","15",{"$nulls":5},"5CDAHF1328M525","EXT.CDAHF1-30/28 15T 525RPM","2021-10-25T16:00:00"]
[149,"2021-10-25T09:25:00","MAYOREO AIRE Y CONFORT",241298,1,"CMI-1000","230/3","-","-","750","15",{"$nulls":5},"5CMI1000M07500","EXT.CMI-1000 15T 750RPM","2021-10-25T16:00:00"]
[150,"2021-10-25T11:20:00","CYVSA",241280,6,"HGT-1500-3","460/3","-","-","550","3",null,null,"WALL COLLAR (CORTO), MALLA EN SUCCION",null,null,"5HGT15001855MC","EXT.HGT-1500/18 3T 550RPM","2021-10-27T18:00:00"]
[151,"2021-10-25T15:41:00","ACONDICIONADORA DE CLIMAS",241322,1,"CRVLT-20","220/1","VE-01","4172 CFM","1200","1",{"$nulls":5},"5CRVLT20601200","EXT.CRVLT-20 1M 1200RPM","2021-10-26T11:50:00"]
[152,"2021-10-25T16:16:00","ECONOAIRE",241328,1,"CRVHT-12","220/1","ER-06","-",2000,"3/4",{"$nulls":5},"5CRVHT12502000","Existe","2021-10-26T11:50:00"]
[153,"2021-10-25T16:16:00","ECONOAIRE",241328,1,"CRVHT-14","230/3","ER-07","-",1900,"3/4",{"$nulls":5},"5CRVHT14A19000","Existe","2021-10-26T11:50:00"]
[154,"2021-10-25T16:16:00","ECONOAIRE",241328,1,"CRVHT-14","230/3","ER-08","-",1970,"1",{"$nulls":5},"5CRVHT14B01975","EXT.CRVHT-14 1T 1975RPM","2021-10-26T11:50:00"]
[155,"2021-10-25T16:16:00","ECONOAIRE",241328,1,"CRVLT-18","230/3","ER-09","-",1400,"1 1/2",{"$nulls":5},"5CRVLT18C01400","Existe","2021-10-26T11:50:00"]
[156,"2021-10-25T16:16:00","ECONOAIRE",241328,1,"CRVLT-20","230/3","ER-10","-",1350,"2",{"$nulls":5},"5CRVLT20D01350","Existe","2021-10-26T11:50:00"]
[157,"2021-10-25T16:16:00","ECONOAIRE",241328,1,"CRHLT-16","230/3","ER-11","-",1350,"1",{"$nulls":5},"5CRHLT16B01350","Existe","2021-10-26T11:50:00"]
[158,"2021-10-25T16:16:00","ECONOAIRE",241328,1,"CRVLT-16","230/3","ER-12","-",1400,"1",{"$nulls":5},"5CRVLT16B01400","EXT.CRVLT-16 1T 1400RPM","2021-10-26T11:50:00"]
[159,"2021-10-25T16:16:00","ECONOAIRE",241328,1,"AGE-T 1000","460/3","EM13","-","510","3/4",null,null,"460 V",null,null,"5AGET1000460V","Existe","2021-10-26T11:50:00"]
[160,"2021-10-26T08:19:00","CHAVARRIA FERNANDEZ",241160,3,"CRVLT-18","127/1","-","3500 CFM","1300","1 1/2",{"$nulls":5},"5CRVLT18701300","Existe","2021-10-26T13:30:00"]
[161,"2021-10-26T08:19:00","CHAVARRIA FERNANDEZ",241160,3,"CRVLT-18","127/1","-","2800 CFM","1150","1",{"$nulls":5},"5CRVLT18611650","Existe","2021-10-26T13:30:00"]
[162,"2021-10-26T08:19:00","CHAVARRIA FERNANDEZ",241160,12,"CRVLT-16","127/1","-","2200 CFM","1350","1",{"$nulls":5},"5CRVLT16601350","Existe","2021-10-26T13:30:00"]
[163,"2021-10-26T08:19:00","CHAVARRIA FERNANDEZ",241160,4,"CRVLT-20","127/1","-","4000 CFM","1150","1 1/2",{"$nulls":5},"5CRVLT20711750","Existe","2021-10-26T13:30:00"]
[164,"2021-10-26T08:19:00","CHAVARRIA FERNANDEZ",241160,2,"CRVLT-20","127/1","-","5000 CFM","1350","2",{"$nulls":5},"5CRVLT20101350","Existe","2021-10-26T13:30:00"]
[165,"2021-10-26T17:44:00","SIERRA MADRE NORTE",241374,16,"PORTAFILTOS CL-12","-","-","-","-","-",null,null,"FILTROS MERV-8 Y MERV-13",null,null,"5PF-12CLF","PORTAFILTRO CL-12 NVO. 2ET.","2021-10-28T09:30:00"]
[166,"2021-10-27T09:11:00","REACSA",241382,1,"CRVHT-12","460/3","PANADERIA","1476 CFM","1825","3/4",{"$nulls":5},"5CRVHT12A01825","EXT.CRVHT-12 3/4T 1825RPM","2021-10-29T08:30:00"]
[167,"2021-10-27T09:11:00","REACSA",241382,1,"CLT-16","460/3","PANADERIA","1252 CFM","800","1/3",null,null,"CUBIERTA MOTOR, LOUVER EN SUCCION, CAJA PORTAFILTROS: FILTROS METALICOS Y MERV 8 ",null,null,"5CLTG16T0800LV","EXT.CLTG-16 1/3T 800RPM LVSUCC","2021-10-29T08:30:00"]
[168,"2021-10-27T09:11:00","REACSA",241382,1,"CRVLT-20","460/3","SARTEN VOLTEO","4345 CFM","1300","2",{"$nulls":5},"5CRVLT20D01300","Existe","2021-10-28T12:00:00"]
[169,"2021-10-27T09:11:00","REACSA",241382,1,"CRVLT-20","460/3","PROCESAMIENTO","3697 CFM","1175","1 1/2",{"$nulls":5},"5CRVLT20C01175","Existe","2021-10-28T12:00:00"]
[170,"2021-10-27T09:11:00","REACSA",241382,1,"CLT-22","460/3","PROCESAMIENTO","3657 CFM","975","2",null,null,"CUBIERTA MOTOR, LOUVER EN SUCCION, CAJA PORTAFILTROS: FILTROS METALICOS Y MERV 8 ",null,null,"5CLTG22D0975LV","EXT.CLTG-22 2T 975RPM LV SUCC","2021-10-29T08:30:00"]
[171,"2021-10-27T09:11:00","REACSA",241382,1,"CLT-18","230/3","PASILLO","1690 CFM","1125","1",null,null,"CUBIERTA MOTOR, LOUVER EN SUCCION, CAJA PORTAFILTROS: FILTROS METALICOS",null,null,"5CLTG18B1125LV","EXT.CLTG-18 1T 1125RPM LV SUCC","2021-10-29T08:30:00"]
[172,"2021-10-27T09:11:00","REACSA",241382,1,"CLT-22","230/3","CAMPANA FOGON 2","4094 CFM","950","2",null,null,"CUBIERTA MOTOR, LOUVER EN SUCCION, CAJA PORTAFILTROS: FILTROS METALICOS Y MERV 8 ",null,null,"5CLTG22D0950LV","EXT.CLTG-22 2T 950RPM LV SUCC","2021-10-29T08:30:00"]
[173,"2021-10-27T09:11:00","REACSA",241382,2,"CUBIERTA MOTOR","-","-","-","-","-",null,null,"PARA CL-10",null,null,"3-ZCB-010T","Existe","2021-10-28T12:00:00"]
[174,"2021-10-27T09:11:00","REACSA",241382,1,"CAJA PORTAFILTRO","-","-","-","-","-",null,null,"PARA CL-10, 1 ETAPA FILTROS METALICOS",null,null,"5PF-10CLF1","PORTAFILTRO CL-10 NVO. 1ETAPA","2021-10-29T08:30:00"]
[175,"2021-10-27T09:11:00","REACSA",241382,1,"LOUVER CL","-","-","-","-","-",null,null,"PARA CL-10",null,null,"3-ZLV-10CL","Existe","2021-10-28T12:00:00"]
[176,"2021-10-27T10:47:00","RESURTIDORA DE AIRE Y CALEFACCION",241388,4,"TBN-T 900","460/3","-","16,599 CFM","850","7 1/2",{"$nulls":5},"FORMATO","FORMATO","2021-10-29T08:30:00"]
[177,"2021-10-27T11:35:00","T Y P",241376,1,"CRHLT-14","127/1","VE-02","1315 CFM","1575","1/2",{"$nulls":5},"5CRHLT14401575","EXT.CRHLT-14 1/2M 1575RPM","2021-10-29T08:30:00"]
[178,"2021-10-27T13:23:00","TODO EN VENTILACION",241403,3,"RXT-C 1000-1-27/S","230/3","-","27333 M3/HR","610","1",{"$nulls":5},"5NRXTC1000127S","EXT.RXT-C 1000-1-27/S","2021-10-29T08:30:00"]
[179,"2021-10-27T14:15:00","ANGELICA LOPEZ",241415,4,"HGTA-800/H","230/3","-","-","950","2",{"$nulls":5},"5HGTA800HD0950","EXT.HGTA-800/H 2T 950RPM","2021-10-29T08:30:00"]
[180,"2021-10-27T17:02:00","RADIO REFRIGERACION",241430,3,"CMI-1250","460/3","-","-","725","30","CCW","TH","CCW, MOTOR 2-MO-083DUS",null,null,"5CMI1250Q0725I","Existe","2021-10-28T13:00:00"]
[181,"2021-10-27T17:02:00","RADIO REFRIGERACION",241430,3,"CMI-1250","460/3","-","-","716","30","CW","TH","CW, MOTOR 2-MO-083DUS",null,null,"5CMI1250Q07260","Existe","2021-10-28T13:00:00"]
[182,"2021-10-28T09:21:00","QUE CALOR",241448,1,"CDAH-18/18","230/3","-","-","900","3",{"$nulls":5},"5CDAH1818E0900","Existe","2021-10-28T13:00:00"]
[183,"2021-10-28T12:22:00","TRANE",241470,2,"CLT-10","230/3","-","400 CFM","1275","1/4",{"$nulls":5},"5CLTG108012750","Existe","2021-10-28T13:00:00"]
[184,"2021-10-28T15:58:00","RESURTIDORA DE AIRE Y CALEFACCION",241499,4,"CDAHF1-30/28","230/3","-","17,700 CFM","550","15",null,null,"LOUVERS EN SUCCION",null,null,"5CDAHF1328M9LV","EXT.CDAHF1-30/28 15T 550RPM","2021-10-29T13:00:00"]
[185,"2021-10-28T16:28:00","PROYECTOS ROGO",241505,12,"CCK-12/12","230/3","-","-","1000","1 1/2",{"$nulls":5},"5CCK1212C01000","Existe","2021-10-29T13:00:00"]
[186,"2021-10-28T16:39:00","SOLUCIONES Y SERVICIOS",241508,1,"DAL-96-H-15","230/3","-","-","278","15",{"$nulls":5},"5DLHF96M027800","LAV.DALH-96 15T 278RPM","2021-10-29T14:00:00"]
[187,"2021-10-29T10:35:00","EDISON MAQUINARIA",241539,1,"CMII-630","230/3","-","-","1975","20","CW","UB","CL II, UB",null,null,"5CMII630N197UB","EXT.CMII-630 20T 1975RPM 0","2021-11-02T13:30:00"]
[188,"2021-10-29T12:00:00","AL MOTOR",241510,1,"HGT-1250-1 1/2","460/3","-","-","500","1 1/2",null,null,"WALL HOUSING, MALLA EN SUCCION, PERSIANA EN DESCARGA",null,null,"5HGT1250C50PMH","EXT.HGT-1250 1.5T 500RPM W.H.","2021-11-02T13:30:00"]
[189,"2021-10-29T12:00:00","AL MOTOR",241510,1,"I-HGT-1250-2","460/3","-","-","540","2",null,null,"INYECTOR, WALL HOUSING, MALLA EN DESCAGA, PERSIANA EN SUCCION",null,null,"FORMATO","FORMATO"]
[190,"2021-10-29T12:09:00","EXPERTOS EN VENTILACION",241547,1,"CDAVF2-12/12","230/3","-","-","850","1 1/2",{"$nulls":5},"5CDAVF212C0850","EXT.CDAVF2-12/12 1.5T 850RPM","2021-11-02T13:30:00"]
[191,"2021-10-29T12:09:00","EXPERTOS EN VENTILACION",241547,1,"CDAVF2-12/12","230/3","-","-","750","3/4",{"$nulls":5},"5CDAVF212A0750","EXT.CDAVF2-12/12 3/4T 750RPM","2021-11-02T13:30:00"]
[192,"2021-10-29T13:22:00","SERVICIOS ESPECIALIZADOS EN TEMPERATURA",241525,1,"I-HGT-1000-1 1/2","460/3","-","29700 M3/HR","700","1 1/2",null,null,"INYECTOR",null,null,"FORMATO","FORMATO"]
[193,"2021-10-29T13:28:00","ALDANA CLIMA INTEGRAL",241515,1,"CRWLT-16","127/1","-","1989 CFM","1250","1",{"$nulls":5},"5CRWLT16601250","EXT.CRWLT-16 1M 1250RPM","2021-11-02T13:30:00"]
[194,"2021-10-29T13:28:00","ALDANA CLIMA INTEGRAL",241515,1,"CRWLT-12","127/1","-","1266 CFM","1750","1/2",{"$nulls":5},"5CRWLT12401750","Existe","2021-11-02T10:30:00"]
[195,"2021-10-29T13:43:00","SICLIMA",241506,1,"CLT-33","230/3","-","-","825","7 1/2",{"$nulls":5},"5CLTG33G082500","Existe","2021-11-02T10:30:00"]
[196,"2021-10-29T13:43:00","SICLIMA",241506,1,"CLT-33","230/3","-","-","750","5",{"$nulls":5},"5CLTG33F075000","Existe","2021-11-02T10:30:00"]
[197,"2021-10-29T13:43:00","SICLIMA",241506,1,"CMI-630","230/3","-","-","850","2",{"$nulls":5},"5CMI630D085000","Existe","2021-11-02T11:45:00"]
[198,"2021-10-29T13:43:00","SICLIMA",241506,1,"CMI-630","230/3","-","-","725","1 1/2",{"$nulls":5},"5CMI630C072500","EXT.CMI-630 1.5T 725RPM","2021-11-02T13:30:00"]
[199,"2021-10-29T13:43:00","SICLIMA",241506,1,"CMI-355","230/3","-","-","1375","1/2",{"$nulls":5},"5CMI3559013730","Existe","2021-11-02T10:30:00"]
[200,"2021-10-29T15:45:00","AVANTE",241551,2,"DAL-9-V-1","230/3","-","-","538","1",{"$nulls":5},"5UDLVF9B053800","Existe se habilita","2021-11-02T11:45:00"]

{"sheet":"NOVIEMBRE 2021","index":10,"n_rows":196,"n_cols":19,"rows_kept":196,"cut":false,"hidden":false,"merged":[[0,0,0,13],[0,16,0,17],[1,5,1,13]]}
["SIAC",{"$nulls":15},"ING. INDUSTRIAL"]
[{"$nulls":5},"CARACTERISTICAS DEL EQUIPO"]
["ITEM","FECHA SOLICITADA","Nombre Cliente ","PEDIDO","CANTIDAD","EQUIPO","Conexión","TAG","Caudal","R.P.M","MOTOR","GIRO","DESCARGA","OBSERVACIONES","Fecha de Correccion","ASESOR","Codigo","Descripción ","FECHA ENTREGA"]
[1,"2021-11-02T10:18:00","SICASA",241612,1,"CMI-355","220/1","EF-B1","2500 CFM","1725","1",null,null,"SWITCH IP 65, ACOPLAMIENTO FLEXIBLE EN SUCCION, PERSIANA EN DESCARGA",null,null,"FORMATO","FORMATO"]
[2,"2021-11-02T10:18:00","SICASA",241612,1,"CMI-450","220/1","EF-C1","3000 CFM","1150","1",null,null,"SWITCH IP 65, ACOPLAMIENTO FLEXIBLE EN SUCCION, PERSIANA EN DESCARGA",null,null,"FORMATO","FORMATO"]
[3,"2021-11-02T10:18:00","SICASA",241612,1,"CMI-315","220/1","EF-D1","1200 CFM","1425","1/3",null,null,"SWITCH IP 65, ACOPLAMIENTO FLEXIBLE EN SUCCION, PERSIANA EN DESCARGA",null,null,"FORMATO","FORMATO"]
[4,"2021-11-02T10:18:00","SICASA",241612,1,"CMI-250","220/1","EF-D2","750 CFM","1800","1/4",null,null,"SWITCH IP 65, ACOPLAMIENTO FLEXIBLE EN SUCCION, PERSIANA EN DESCARGA",null,null,"FORMATO","FORMATO"]
[5,"2021-11-02T10:18:00","SICASA",241612,1,"CMI-250","220/1","EF-D3","900 CFM","1975","1/4",null,null,"SWITCH IP 65, ACOPLAMIENTO FLEXIBLE EN SUCCION, PERSIANA EN DESCARGA",null,null,"FORMATO","FORMATO"]
[6,"2021-11-02T11:07:00","CYVSA",241613,1,"CMI-355","230/3","EF-3-1","1044 CFM","1200","1/4","CCW","TH","CCW",null,null,"5CMI355801200I","EXT.CMI-355 1/4T 1200RPM GI","2021-11-03T09:50:00"]
[7,"2021-11-02T11:07:00","CYVSA",241613,1,"CMI-355","230/3","EF-3-2","357 CFM","1250","1/4",{"$nulls":5},"5CMI3558012500","EXT.CMI-355 1/4T 1250RPM","2021-11-03T09:50:00"]
[8,"2021-11-02T11:07:00","CYVSA",241613,1,"CMI-250","230/3","EF-3-3","501 CFM","1850","1/4",{"$nulls":5},"5CMI2508185000","Existe","2021-11-02T17:50:00"]
[9,"2021-11-02T11:07:00","CYVSA",241613,1,"CMI-355","230/3","SF-3-1","1085 CFM","1200","1/4",{"$nulls":5},"5CMI3558012000","EXT.CMI-355 1/4T 1200RPM","2021-11-03T09:50:00"]
[10,"2021-11-02T11:49:00","PROENSA",241616,7,"CMI-710","230/3","-","12,259 CFM","1250","15",null,null,"**YA NO TRABAJAR CODIGO** YA ME INDICARON CODIGO POR URGENCIA"]
[11,"2021-11-02T15:54:00","SERVICIOS ESPECIALIZADOS DEL NORTE",241621,1,"CLT-12","230/3","VI-01","1494 CFM","1800","1",{"$nulls":5},"5CLTG12B18000","Existe","2021-11-02T17:50:00"]
[12,"2021-11-02T16:01:00","TRANE",241587,1,"CDAHF1-18/18","230/3","-","3130 CFM","875","2",null,null,null,"2021-11-03T11:58:00","A.SANCHEZ","5CDAHF118D0875","EXT.CDAHF1-18/18 2T 875RPM","2021-11-03T13:50:00"]
[13,"2021-11-02T16:01:00","TRANE",241587,1,"CRVHT-18","230/3","-","3911 CFM","1700","3",null,null,null,"2021-11-03T11:58:00","A.SANCHEZ","5CRVHT18E01700","EXT.CRVHT-18 3T 1700RPM","2021-11-03T14:30:00"]
[14,"2021-11-03T08:24:00","TRANE",241626,1,"CDAHF2-12/12","230/3","-","3243 CFM","1175","1 1/2",{"$nulls":5},"5CDAHF212C1175","Existe","2021-11-03T09:30:00"]
[15,"2021-11-03T08:24:00","TRANE",241626,1,"CRVHT-22","230/3","-","4039 CFM","1050","2",{"$nulls":5},"5CRVHT22D01050","EXT.CRVHT-22 2T 1050RPM","2021-11-03T09:50:00"]
[16,"2021-11-03T14:04:00","GRUPO UNELSA",241661,1,"TBN-T 500","127/1","-","-","850","1/2",null,null,"EXISTENCIA EN PT",null,null,"5TBNTI50040850","EXT.TBNI-T-500 1/2M 850RPM","2021-11-04T13:45:00"]
[17,"2021-11-03T14:13:00","GRUPO ALCIONE",241657,1,"DAL-72-V-5","460/3","-","-","350","5",{"$nulls":5},"5DLVF72F035000","LAV.DALV-72 5T 350RPM","2021-11-04T13:45:00"]
[18,"2021-11-03T14:13:00","GRUPO ALCIONE",241657,1,"DAL-96-H-10","460/3","-","-","300","10",{"$nulls":5},"5DLHF96H030000","LAV.DALH-96 10T 300RPM","2021-11-04T13:45:00"]
[19,"2021-11-03T14:13:00","GRUPO ALCIONE",241657,1,"DAL-25-H-3","230/3","-","-","521","3",{"$nulls":5},"5UDLHF25E05210","LAV.DALH-25 3T 521RPM","2021-11-04T13:45:00"]
[20,"2021-11-03T16:43:00","SERVICIOS AIREXS",241650,2,"CMI-250","230/3","EXT-05, EXT-06","800 CFM","2350","1/3",{"$nulls":5},"5CMI250T023500","EXT.CMI-250 1/3T 2350RPM","2021-11-04T13:45:00"]
[21,"2021-11-03T16:43:00","SERVICIOS AIREXS",241650,1,"CMI-630","230/3","EXT-07","4500 CFM","875","2",{"$nulls":5},"5CMI630D087000","Existe","2021-11-04T11:55:00"]
[22,"2021-11-03T16:43:00","SERVICIOS AIREXS",241650,2,"CMI-280","230/3","EXT-08","1000 CFM","2100","1/2",{"$nulls":5},"5CMI2809021000","EXT.CMI-280 1/2T 2100RPM","2021-11-04T16:35:00"]
[23,"2021-11-03T16:43:00","SERVICIOS AIREXS",241650,1,"CMI-400","230/3","EXT-09","2600 CFM","1675","1 1/2",{"$nulls":5},"5CMI400C016760","Existe","2021-11-04T11:55:00"]
[24,"2021-11-03T16:43:00","SERVICIOS AIREXS",241650,2,"CMI-250","230/3","EXT-10, EXT-11","500 CFM","2125","1/4",{"$nulls":5},"5CMI2508021250","EXT.CMI-250 1/4T 2125RPM","2021-11-04T16:35:00"]
[25,"2021-11-03T16:43:00","SERVICIOS AIREXS",241650,1,"CMI-315","230/3","EXT-12","1900 CFM","2825","2",{"$nulls":5},"5CMI315D028250","EXT.CMI-315 2T 2825PM","2021-11-04T16:35:00"]
[26,"2021-11-03T16:43:00","SERVICIOS AIREXS",241650,1,"CMI-250","230/3","EXT-15","900 CFM","3525","1 1/2",{"$nulls":5},"5CMI250C035250","Existe","2021-11-04T11:55:00"]
[27,"2021-11-03T16:43:00","SERVICIOS AIREXS",241650,1,"CMI-250","230/3","EXT-16","450 CFM","2125","1",{"$nulls":5},"5CMI250B021250","EXT.CMI-250 1T 2125RPM","2021-11-04T16:35:00"]
[28,"2021-11-03T16:43:00","SERVICIOS AIREXS",241650,1,"CMI-280","230/3","EXT-14","1000 CFM","2100","1/2",{"$nulls":5},"REPETIDO","REPETIDO","2021-11-04T16:35:00"]
[29,"2021-11-03T16:43:00","SERVICIOS AIREXS",241650,1,"CMI-355","230/3","EXT-19","2000 CFM","1800","1",{"$nulls":5},"5CMI355B018000","Existe","2021-11-04T11:55:00"]
[30,"2021-11-03T16:43:00","SERVICIOS AIREXS",241650,1,"CMI-250","230/3","EXT-20","500 CFM","2125","1/4",{"$nulls":5},"REPETIDO","REPETIDO","2021-11-04T16:35:00"]
[31,"2021-11-03T16:43:00","SERVICIOS AIREXS",241650,1,"CMI-315","230/3","EXT-21","1500 CFM","1800","3/4",{"$nulls":5},"5CMI315A018000","EXT.CMI-315 3/4T 1800RPM","2021-11-04T16:35:00"]
[32,"2021-11-03T16:43:00","SERVICIOS AIREXS",241650,1,"CMI-450","230/3","EXT-22","2600 CFM","1175","1",{"$nulls":5},"5CMI450B011620","Existe","2021-11-04T11:55:00"]
[33,"2021-11-03T17:41:00","SOLUCIONES Y SERVICIOS EN AIRE",241639,1,"CMI-250","230/3","-","-","2800","3/4",{"$nulls":5},"5CMI250A280000","Existe","2021-11-04T11:55:00"]
[34,"2021-11-03T17:41:00","SOLUCIONES Y SERVICIOS EN AIRE",241639,1,"DAL-9-H-1 1/2","230/3","-","-","570","1 1/2",{"$nulls":5},"5UDLHF9C057500","Existe","2021-11-04T11:55:00"]
[35,"2021-11-05T08:20:00","GRUPO ALCIONE",241714,1,"CMI-400","460/3","-","2100 CFM","1700","3/4",null,null,"RECUBRIMIENTO ALTA TEMPERATURA, DISCO DE ENFRIAMIENTO, SELLO EN FLECHA",null,null,"5CMI400A1700AT","EXT.CMI-400 3/4T 1700RPM REC.","2021-11-08T09:20:00"]
[36,"2021-11-05T10:44:00","COMER CANTO",241723,1,"CRVHT-26","230/3","VE-01","-","950","5",{"$nulls":5},"5CRVHT26F09500","Existe","2021-11-05T17:30:00"]
[37,"2021-11-05T11:04:00","AIRE PROYECTOS DEL GOLFO",241724,2,"CRWLT-20","230/3","VE-00AC1","4604 CFM","1350","2",{"$nulls":5},"5CRWLT20D01350","Existe","2021-11-05T17:30:00"]
[38,"2021-11-05T11:04:00","AIRE PROYECTOS DEL GOLFO",241724,1,"CRWLT-18","230/3","VE-00AC3","2000 CFM","1075","3/4",{"$nulls":5},"5CRWLT18A01075","EXT.CRWLT-18 3/4T 1075RPM","2021-11-05T17:40:00"]
[39,"2021-11-05T11:04:00","AIRE PROYECTOS DEL GOLFO",241724,1,"CDAHF1-18/18","230/3","VI-00AC1","10087 CFM","875","10",null,null,null,"2021-11-08T10:21:00","W.GONZALEZ","5CDAHF118H875I","EXT.CDAHF1-18/18 10T 875RPM GI","2021-11-10T10:20:00"]
[40,"2021-11-05T11:04:00","AIRE PROYECTOS DEL GOLFO",241724,1,"CLT-22","230/3","VI-00AL1","6400 CFM","1275","5",null,null,"CUBIERTA MOTOR",null,null,"5CLTG22F127CM","Existe","2021-11-05T17:30:00"]
[41,"2021-11-05T11:04:00","AIRE PROYECTOS DEL GOLFO",241724,1,"CLT-42","230/3","VI-00AL2","17620 CFM","550","7 1/2",null,null,"CUBIERTA MOTOR",null,null,"5CLTG42F0550CM","Existe","2021-11-05T17:30:00"]
[42,"2021-11-05T11:04:00","AIRE PROYECTOS DEL GOLFO",241724,1,"CLT-12","127/1","VE-01B01","1155 CFM","1200","1/3",null,null,"CUBIERTA MOTOR",null,null,"5CLTG1231201CM","Existe","2021-11-05T17:30:00"]
[43,"2021-11-05T11:04:00","AIRE PROYECTOS DEL GOLFO",241724,1,"CLT-16","220/1","VE-01A06","2792 CFM","1100","3/4",null,null,"CUBIERTA MOTOR",null,null,"5CLTG1651100CM","EXT.CLTG-16 3/4M 1100RPM CUBRE","2021-11-05T17:40:00"]
[44,"2021-11-08T09:09:00","ABEASA",241745,1,"CMI-1000","230/3","-","-","500","5",{"$nulls":5},"5CMI1000F05010","Existe","2021-11-08T10:40:00"]
[45,"2021-11-08T09:09:00","ABEASA",241745,1,"DAL-36-H-3","230/3","-","-","312","3",{"$nulls":5},"5UDLHF36E03120","LAV.DALH-36 3T 312RPM","2021-11-09T17:45:00"]
[46,"2021-11-08T09:09:00","ABEASA",241745,2,"MALLA PROT.DAL-36 PINT","-","-","-","-","-",null,null,"COD REF 3-ZMP-036",null,null,"3-ZMP-036P","CONJ. MALLA PROT DAL-36","2021-11-16T13:35:00"]
[47,"2021-11-08T12:21:00","PRODEMEX",241743,2,"TBN-T 400","230/3","VE-01","2184 CFM","1325","3/4",null,null,"EXISTENCIA EN PT",null,null,"5TBNTI400A1325","EXT.TBNTI-400 3/4T 1325RPM","2021-11-09T10:40:00"]
[48,"2021-11-08T12:23:00","COOL & PARTS DE MEXICO ",241753,1,"CMX 710/6P","230/3","-","10000 CFM","1120","7 1/2",null,null,"SWITCH IP 65, BRIDA EN SUCCION Y DESCARGA",null,null,"FORMATO","FORMATO"]
[49,"2021-11-09T12:35:00","CLIMA REAL",241804,1,"CDAHF1-9/9","220/1","-","-","1500","1 1/2",{"$nulls":5},"5CDAHF19971500","EXT.CDAHF1-9/9 1.5M 1500RPM","2021-11-09T16:15:00"]
[50,"2021-11-09T16:02:00","SENSA CLIMATIZACION",241824,1,"CLT-16","220/1","VI-01","1672 CFM","1100","3/4",null,null,"CUBIERTA MOTOR, CAJA PORTAFILTROS CON FILTROS METALICOS",null,null,"5CLTG1651101FI","EXT.CLTG-16 3/4M 1100RPM CUBRE","2021-11-10T14:15:00"]
[51,"2021-11-10T08:32:00","T Y P REFRIGERACION",240209,1,"TBN-T 800","230/3","-","13000 CFM","1300","20",{"$nulls":5},"5TBNTI800N1300","EXT.TBNTI-800 20T 1300RPM","2021-11-10T13:55:00"]
[52,"2021-11-10T15:52:00","JOSE JUAN CURIEL ORDAZ",241867,1,"TGT/4-1000-6/7.5","230/3","-","-","1725","7 1/2",null,null,"ANGULO PALA B (8°)",null,null,"5TGT410006075B","Existe","2021-11-11T12:25:00"]
[53,"2021-11-10T16:13:00","ECONOAIRE",241868,1,"CRVLT-16","127/1","ER 12","-","1400","1",null,null,"GENERAR A 1400 RPMS",null,null,"5CRVLT16601400","EXT.CRVLT-16 1M 1400RPM","2021-11-11T12:25:00"]
[54,"2021-11-10T16:13:00","ECONOAIRE",241868,1,"AGE-T 1000","460/3","EM 13","-","510","3/4",null,null,"460 V",null,null,"5AGET1000460V","Existe","2021-11-11T12:25:00"]
[55,"2021-11-11T08:52:00","CLIMA REAL",241878,1,"CMIII-630","-","-","-","-","-","CW","TAD","S/M, CL III, CW, DESCARGA TAD, BRIDA EN DESCARGA, ACOPLAMIENTO FLEXIBLE SUCCION, BASTIDOR PARA POTENCIA DE 30 HP",null,null,"FORMATO","FORMATO"]
[56,"2021-11-11T11:16:00","LAGUNA COMPRESORES",241879,1,"CMI-315","127/1","-","1800 CFM","2400","1 1/2",{"$nulls":5},"5CMI3157240000","Existe","2021-11-11T12:25:00"]
[57,"2021-11-16T08:53:00","REFRIEQUIPOS DE SONORA",241903,1,"CRVLT-20","220/1","-","-","1260","2",{"$nulls":5},"5CRVLT20101275","EXT.CRVLT-20 2M 1275RPM","2021-11-18T09:10:00"]
[58,"2021-11-16T08:54:00","EXPERTOS EN VENTILACION",241904,1,"CMII-500","230/3","-","-","2250","10",null,null,"CL II",null,null,"5CMII500H02250","EXT.CMII-500 10T 2250RPM","2021-11-18T13:10:00"]
[59,"2021-11-16T09:17:00","REACSA",241913,16,"CRHHT-22","230/3","-","-","1210","5",{"$nulls":5},"5CRHHT22F01200","EXT.CRHHT-22 5T 1200RPM","2021-11-18T13:10:00"]
[60,"2021-11-16T09:17:00","REACSA",241913,3,"CRHLT-18","230/3","EXT 01","-","1075","1/2",null,null,null,"2021-11-23T16:04:00","M.ARMENTA","5CRHLT18901075","EXT.CRHLT-18 1/2T 1075RPM","2021-11-23T17:00:00"]
[61,"2021-11-16T09:17:00","REACSA",241913,3,"CDAHF1-12/12","230/3","INY. 01","-","540","1/2",null,null,"FILTROS MERV-7",null,null,"5CDAHF11290551","EXT.CDAHF1-12/12 1/2T 550RPM","2021-11-18T11:10:00"]
[62,"2021-11-16T09:17:00","REACSA",241913,4,"CDAHF1-20/20","230/3","INY. 02","-","540","3",null,null,"FILTROS MERV-7",null,null,"5CDAHF120E0551","EXT.CDAHF1-20/20 3T 550RPM","2021-11-18T11:10:00"]
[63,"2021-11-17T09:44:00","TEMP CONTROL",241963,1,"CMI-800","220/3","VE-01","11,700 CFM","1177","15",{"$nulls":5},"5CMI800M11800","Existe","2021-11-18T11:10:00"]
[64,"2021-11-17T14:26:00","CONDUCTOS DE AIRE DIRIGIDO",241957,1,"CMI-630","230/3","VE-09","4500 CFM","850","1 1/2","CCW","UB","CCW, UB",null,null,"5CMI630C850IUB","EXT.CMI-630 1.5T 850RPM GI 0","2021-11-18T13:10:00"]
[65,"2021-11-17T14:26:00","CONDUCTOS DE AIRE DIRIGIDO",241957,1,"CMI-450","230/3","VE-03M","1600 CFM","1175","3/4","CCW","UB","CCW, UB",null,null,"5CMI450A117IUB","EXT.CMI-450 3/4T 1175RPM GI 0","2021-11-18T13:10:00"]
[66,"2021-11-17T14:26:00","CONDUCTOS DE AIRE DIRIGIDO",241957,1,"CLT-24","230/3","VI-06","3850 CFM","650","3/4",null,null,"CUBIERTA MOTOR",null,null,"5CLTG24A0650CM","EXT.CLTG-24 3/4T 650RPM CUBRE","2021-11-19T08:35:00"]
[67,"2021-11-18T13:29:00","L.CARVAJAL","-",1,"UMF-1700","127/1","-","-","1700","190 W",null,null,"ENHUACALADO",null,null,"5UMF-1700E","UNIDAD MOVIL FILTRACION 1700","2021-11-18T16:10:00"]
[68,"2021-11-18T13:29:00","L.CARVAJAL","-",1,"UMF-2100","127/1","-","-","1700","330 W",null,null,"ENHUACALADO",null,null,"5UMF-2100E","UNIDAD MOVIL FILTRACION 2100","2021-11-18T16:10:00"]
[69,"2021-11-18T16:05:00","ECONOAIRE",242016,1,"CRVHT-14","127/1","EX 04","-","1900","3/4",{"$nulls":5},"5CRVHT14501900","EXT.CRVHT-14 3/4M 1900RPM","2021-11-19T08:35:00"]
[70,"2021-11-18T17:35:00","BIMBO",242007,1,"CRHLT-20","230/3","-","4700 CFM","1200","1 1/2",null,null,"SWITCH IP 65",null,null,"5CRHLT20C1200S","EXT.CRHLT-20 1.5T 1200RPM SW","2021-11-18T17:45:00"]
[71,"2021-11-19T09:58:00","FITNESS PARA TODOS",242041,2,"CRVHT-22","230/3","VE 01 Y 02","5193 CFM","950","2",null,null,"POLEA VARIABLE",null,null,"5CRVHT22D09500","Existe","2021-11-22T09:50:00"]
[72,"2021-11-19T09:58:00","FITNESS PARA TODOS",242041,2,"CDAHF2-18/18","230/3","VI 01 Y 02","4414 CFM","625","1 1/2",null,null,"POLEA VARIABLE",null,null,"5CDAHF218C0650","Existe","2021-11-22T09:50:00"]
[73,"2021-11-19T12:54:00","FITNESS PARA TODOS",242048,2,"CRVLT-22","230/3","VE 01 Y 02","4769 CFM","900","1 1/2",null,null,"POLEA VARIABLE",null,null,"5CRVLT22C09000","Existe","2021-11-22T09:50:00"]
[74,"2021-11-22T13:03:00","GRUPO OREA ",242084,1,"CMI-500","460/3","-","-","1100","1",{"$nulls":5},"5CMI500B011000","Existe","2021-11-22T18:00:00"]
[75,"2021-11-22T13:03:00","GRUPO OREA ",242084,1,"CMI-450","460/3","-","-","1200","1",{"$nulls":5},"5CMI450B120000","Existe","2021-11-22T18:00:00"]
[76,"2021-11-22T13:03:00","GRUPO OREA ",242084,1,"CMI-450","127/1","-","-","1000","1/2",{"$nulls":5},"5CMI4504010000","Existe","2021-11-22T18:00:00"]
[77,"2021-11-22T13:03:00","GRUPO OREA ",242084,2,"CMI-630","460/3","-","-","900","2",{"$nulls":5},"5CMI630D090000","Existe","2021-11-22T18:00:00"]
[78,"2021-11-22T13:03:00","GRUPO OREA ",242084,2,"CLT-22","460/3","-","-","1075","2",null,null,"MOTOR 2-MO-240US",null,null,"5CLTG22D010760","EXT.CLTG-22 2T 1075RPM MOT.VDF","2021-11-23T13:00:00"]
[79,"2021-11-22T13:03:00","GRUPO OREA ",242084,1,"CMI-710","460/3","-","-","975","5",{"$nulls":5},"5CMI710F098300","Existe","2021-11-23T09:00:00"]
[80,"2021-11-22T13:03:00","GRUPO OREA ",242084,1,"CDAHF2-22/22","460/3","-","-","550","3",{"$nulls":5},"5CDAHF222E0550","EXT.CDAHF2-22/22 3T 550RPM","2021-11-23T13:00:00"]
[81,"2021-11-22T13:03:00","GRUPO OREA ",242084,1,"CDAHF2-22/22","460/3","-","-","575","3",{"$nulls":5},"5CDAHF222E0575","EXT.CDAHF2-22/22 3T 575RPM","2021-11-23T13:00:00"]
[82,"2021-11-22T13:03:00","GRUPO OREA ",242084,1,"CLT-16","127/1","-","-","775","1/4",{"$nulls":5},"5CLTG162077500","EXT.CLTG-16 1/4M 775RPM","2021-11-23T13:00:00"]
[83,"2021-11-22T13:03:00","GRUPO OREA ",242084,1,"CDAHF2-18/18","460/3","-","-","673","3",{"$nulls":5},"5CDAHF218E0675","EXT.CDAHF2-18/18 3T 675RPM","2021-11-23T13:00:00"]
[84,"2021-11-22T13:24:00","SERVICIOS ESPECIALIZADOS EN TEMPERATURA",239566,1,"CRHLT-12","127/1","-","-","1350","1/4",{"$nulls":5},"5CRHLT12201350","Existe","2021-11-23T09:40:00"]
[85,"2021-11-22T13:24:00","SERVICIOS ESPECIALIZADOS EN TEMPERATURA",239566,1,"CMI-630","220/3","-","-","900","2",{"$nulls":5},"5CMI630D090000","Existe","2021-11-23T09:40:00"]
[86,"2021-11-22T13:24:00","SERVICIOS ESPECIALIZADOS EN TEMPERATURA",239566,1,"CMI-710","220/3","-","-","600","1 1/2",{"$nulls":5},"5CMI710C059500","Existe","2021-11-23T09:45:00"]
[87,"2021-11-22T16:43:00","JER",242102,4,"WXD 1000-7 1/2-4P/H/A","230/3","-","-","1765","7 1/2",null,null,"PERSIANA DE EXTRACCION",null,null,"5WXD1000750PER","EXT.WXD-1000/H 7.5T PERSIANA","2021-11-23T13:45:00"]
[88,"2021-11-22T17:14:00","T Y P REFRIGERACION",242107,4,"CLT-10","230/3","-","560 CFM","1350","1/4",null,null,"CUBIERTA MOTOR",null,null,"5CLTG1081350CM","Existe","2021-11-23T10:15:00"]
[89,"2021-11-22T17:14:00","T Y P REFRIGERACION",242107,1,"CLT-10","230/3","-","700 CFM","1500","1/4",null,null,"CUBIERTA MOTOR",null,null,"5CLTG1081500CM","Existe","2021-11-23T10:15:00"]
[90,"2021-11-22T17:24:00","GRUPO ALCIONE",242108,1,"CDAHF1-22/22","230/3","-","6298 CFM","700","5",{"$nulls":5},"5CDAHF122F0700","EXT.CDAHF1-22/22 5T 700RPM","2021-11-23T13:00:00"]
[91,"2021-11-23T13:17:00","CLIMAS ALFA",242139,6,"DAL-9-H-1 1/2","230/3","-","-","570","1 1/2",{"$nulls":5},"5UDLHF9C057500","Existe","2021-11-24T09:45:00"]
[92,"2021-11-23T16:38:00","TAKASAGO",242170,1,"CLT-18","230/3","EF-13","3600 CFM","1200","1 1/2",null,null,"CUBIERTA MOTOR",null,null,"5CLTG18C1225CM","Existe","2021-11-24T09:45:00"]
[93,"2021-11-23T16:46:00","TAKASAGO",242172,1,"CLTH-18","230/3","EF-01","4650 CFM","1800","5",null,null,"CUBIERTA MOTOR",null,null,"5CLTH18F1800CM","EXT.CLTH-18 5T 1800RPM CUBRE","2021-11-24T10:00:00"]
[94,"2021-11-23T16:46:00","TAKASAGO",242172,2,"CLTH-14","230/3","PEF-01 Y 02","1500 CFM","2350","2",null,null,"CUBIERTA MOTOR",null,null,"5CLTH14D2350CM","EXT.CLTH-14 2T 2350RPM CUBRE","2021-11-24T10:00:00"]
[95,"2021-11-23T17:17:00","T Y P REFRIGERACION",242174,1,"CMI-450","230/3","-","-","2050","5",{"$nulls":5},"5CMI450F020750","Existe","2021-11-24T09:45:00"]
[96,"2021-11-23T17:17:00","T Y P REFRIGERACION",242174,1,"CMI-400","230/3","-","-","2350","5",null,null,null,"2021-11-24T10:45:00","A.GARCIA","5CMI400F023500","Existe","2021-11-24T10:50:00"]
[97,"2021-11-23T17:17:00","T Y P REFRIGERACION",242174,1,"CMI-315","230/3","-","-","2225","1",{"$nulls":5},"5CMI315B022250","Existe","2021-11-24T09:45:00"]
[98,"2021-11-24T08:53:00","PROENSA",242190,1,"TBN-T 800","230/3","-","6000 CFM","1350","20",{"$nulls":5},"5TBNTI800N1350","EXT.TBNTI-800 20T 1350RPM","2021-11-24T13:50:00"]
[99,"2021-11-24T09:14:00","MULTIEQUIPOS CLIMAS Y REFACCIONES",242192,3,"CRVLT-24","220/1","-","-","850","2",{"$nulls":5},"5CRVLT24108500","Existe","2021-11-24T11:30:00"]
[100,"2021-11-24T09:14:00","MULTIEQUIPOS CLIMAS Y REFACCIONES",242192,3,"CRVLT-22","220/1","-","-","950","2",{"$nulls":5},"5CRVLT22109500","Existe","2021-11-24T11:30:00"]
[101,"2021-11-24T09:14:00","MULTIEQUIPOS CLIMAS Y REFACCIONES",242192,6,"CRVLT-16","220/1","-","-","1375","1",{"$nulls":5},"5CRVLT16601380","Existe","2021-11-24T11:30:00"]
[102,"2021-11-24T09:14:00","MULTIEQUIPOS CLIMAS Y REFACCIONES",242192,5,"CRVLT-14","220/1","-","-","1525","3/4",{"$nulls":5},"5CRVLT14501525","Existe","2021-11-24T11:30:00"]
[103,"2021-11-24T09:19:00","MAYOREO AIRE Y CONFORT",242193,1,"CDAH-10/10","230/3","-","-","1150","1 1/2",{"$nulls":5},"5CDAH1010C1150","EXT.CDAH-10/10 1.5T 1150RPM","2021-11-24T13:50:00"]
[104,"2021-11-24T10:45:00","T Y P REFRIGERACION",242174,1,"CMI-250","115/1","-","-","2200","1/3",{"$nulls":5},"5CMI2503022000","EXT.CMI-250 1/3M 2200RPM","2021-11-24T13:50:00"]
[105,"2021-11-24T16:41:00","ABEASA",242223,1,"CLT-10","127/1","-","600 CFM","1375","1/4",null,null,"CUBIERTA MOTOR",null,null,"5CLTG1021375CM","EXT.CLTG-10 1/4M 1375RPM CUBRE","2021-11-25T17:00:00"]
[106,"2021-11-24T16:41:00","ABEASA",242223,1,"CLT-22","230/3","-","5200 CFM","1300","5",null,null,"CUBIERTA MOTOR, CAJA PORTAFILTROS, FILTROS MERV 8 PLISADOS",null,null,"5CLTG22F1300FI","Existe","2021-11-25T13:30:00"]
[107,"2021-11-24T16:41:00","ABEASA",242223,1,"CLT-7","127/1","-","200 CFM","1900","1/4",null,null,"CUBIERTA MOTOR, CAJA PORTAFILTROS, FILTROS MERV 8 PLISADOS",null,null,"5CLTG7201900FI","EXT.CLTG-7 1/4M 1900RPM CUBRE","2021-11-25T17:00:00"]
[108,"2021-11-24T16:41:00","ABEASA",242223,8,"CLT-7","127/1","-","210 CFM","1875","1/4",null,null,"CUBIERTA MOTOR, CAJA PORTAFILTROS, FILTROS MERV 8 PLISADOS",null,null,"5CLTG7201875FI","EXT.CLTG-7 1/4M 1875RPM CUBRE","2021-11-25T17:00:00"]
[109,"2021-11-24T16:41:00","ABEASA",242223,1,"CLT-7","127/1","-","250 CFM","1950","1/4",null,null,"CUBIERTA MOTOR, CAJA PORTAFILTROS, FILTROS MERV 8 PLISADOS",null,null,"5CLTG7201950FI","EXT.CLTG-7 1/4M 1950RPM CUBRE","2021-11-25T17:00:00"]
[110,"2021-11-24T16:41:00","ABEASA",242223,6,"CLT-7","127/1","-","280 CFM","2000","1/4",null,null,"CUBIERTA MOTOR, CAJA PORTAFILTROS, FILTROS MERV 8 PLISADOS",null,null,"5CLTG7202000FI","Existe","2021-11-25T13:30:00"]
[111,"2021-11-24T16:41:00","ABEASA",242223,1,"CRHLT-16","230/3","-","2280 CFM","1200","3/4",{"$nulls":5},"5CRHLT16A01200","Existe","2021-11-25T13:30:00"]
[112,"2021-11-24T16:41:00","ABEASA",242223,1,"CMI-355","127/1","-","2040 CFM","1550","1/2",{"$nulls":5},"5CMI3554015500","EXT.CMI-355 1/2M 1550RPM","2021-11-25T17:00:00"]
[113,"2021-11-24T16:41:00","ABEASA",242223,1,"CRHLT-18","127/1","-","2040 CFM","1000","1/2",{"$nulls":5},"5CRHLT18401000","Existe","2021-11-25T13:30:00"]
[114,"2021-11-24T16:41:00","ABEASA",242223,1,"CRHLT-24","230/3","-","5600 CFM","775","1 1/2",{"$nulls":5},"5CRHLT24C07750","Existe","2021-11-25T13:30:00"]
[115,"2021-11-24T16:41:00","ABEASA",242223,1,"CMI-560","230/3","-","6500 CFM","1500","5",{"$nulls":5},"5CMI560F014920","Existe","2021-11-25T13:30:00"]
[116,"2021-11-25T09:59:00","ECOLOGIA ATMOSFERICA",242239,1,"CMI-630","230/3","-","6500 CFM","1400","10",null,null,"CCW",null,null,"5CMI630H01400I","EXT.CMI-630 10T 1400RPM GI","2021-11-25T17:00:00"]
[117,"2021-11-25T09:59:00","ECOLOGIA ATMOSFERICA",242239,1,"CMI-630","230/3","-","6500 CFM","1100","5",null,null,"CCW",null,null,"5CMI630F01100I","Existe","2021-11-25T13:30:00"]
[118,"2021-11-25T09:59:00","ECOLOGIA ATMOSFERICA",242239,1,"CSB-1300","127/1","-","450 CFM","3510","1",null,null,"CCW",null,null,"FORMATO","FORMATO","2021-11-25T13:30:00"]
[119,"2021-11-25T10:26:00","DE BUEN Y ASOCIADOS",242241,1,"TGT/4-1000-6/10","460/3","-","24000 CFM","1725","10",null,null,"MOTOR VDF 2-MO-010VUS, ANGULO DE LA PALA F (14°), SWITCH IP 65, PIE SOPORTE",null,null,"5TGT4100061PSF","EXT.TGT/4-1000-6 10T 4P ANG.F","2021-11-25T12:00:00"]
[120,"2021-11-25T15:45:00","LAMUÑO",240528,1,"CMI-500 INOX","230/3","-","-","1600","5",{"$nulls":5},"5CMI500F16INOX","EXT.CMI-500 5T 1600RPM INOX","2021-11-25T16:30:00"]
[121,"2021-11-26T08:46:00","FILTROS Y MALLAS DE PUEBLA",242275,1,"TBN-T 500","460/3","-","10500 M3/HR","2200","7 1/2",{"$nulls":5},"5TBNTI500G2200","EXT.TBNI-T-500 7.5T 2200RPM","2021-11-25T12:30:00"]
[122,"2021-11-26T11:18:00","MYCAIR DE MEXICO",242279,3,"CDAHF2-22/22","230/3","-","900 CFM","600","5",null,null,"FILTROS METALICOS Y FILTROS MERV-13",null,null,"5CDAHF222F0601","EXT.CDAHF2-22/22 5T 600RPM","2021-11-25T13:30:00"]
[123,"2021-11-29T13:04:00","T Y P REFRIGERACION",242313,10,"TAT-800/L","460/3","VE-01","-",1400,2,null,null,"MALLA EN SUCCION Y EN DESCARGA",null,null,"FORMATO","FORMATO"]
[124,"2021-11-29T13:11:00","SUMINISTROS EN CONDUCCION ELECTRICA",242318,4,"CMI-560","230/3","-","-",1300,3,{"$nulls":5},"5CMI560E013250","Existe","2021-11-30T11:30:00"]
[125,"2021-11-29T13:11:00","SUMINISTROS EN CONDUCCION ELECTRICA",242318,4,"CMI-355","220/1","-","-",1800,"1 1/2"]
[126,"2021-11-29T13:11:00","SUMINISTROS EN CONDUCCION ELECTRICA",242318,2,"CMI-315","220/1","-","-",2000,1,{"$nulls":5},"5CMI3156020000","Existe","2021-11-30T11:30:00"]
[127,"2021-11-29T13:11:00","SUMINISTROS EN CONDUCCION ELECTRICA",242318,4,"CMI-560","230/3","-","-",1200,3,{"$nulls":5},"5CMI560E012000","Existe","2021-11-30T11:30:00"]
[128,"2021-11-29T13:11:00","SUMINISTROS EN CONDUCCION ELECTRICA",242318,2,"CMI-355","220/1","-","-",2200,"1 1/2"]
[129,"2021-11-29T13:11:00","SUMINISTROS EN CONDUCCION ELECTRICA",242318,2,"CMI-560","230/3","-","-",1400,3,{"$nulls":5},"5CMI560E014000","Existe","2021-11-30T11:30:00"]
[130,"2021-11-29T13:11:00","SUMINISTROS EN CONDUCCION ELECTRICA",242318,4,"CMI-450","220/1","-","-",1600,2,{"$nulls":5},"5CMI4501016250","Existe","2021-11-30T11:30:00"]
[131,"2021-11-29T13:11:00","SUMINISTROS EN CONDUCCION ELECTRICA",242318,2,"CMI-450","230/3","-","-",1800,3,{"$nulls":5},"5CMI450E182500","Existe","2021-11-30T11:30:00"]
[132,"2021-11-29T13:11:00","SUMINISTROS EN CONDUCCION ELECTRICA",242318,2,"CMI-355","220/1","-","-",2000,"1 1/2",{"$nulls":5},"5CMI3557201000","Existe","2021-11-30T11:30:00"]
[133,"2021-11-29T13:11:00","SUMINISTROS EN CONDUCCION ELECTRICA",242318,4,"CMI-500","220/1","-","-",1400,2]
[134,"2021-11-29T13:11:00","SUMINISTROS EN CONDUCCION ELECTRICA",242318,2,"CMI-450","220/1","-","-",1700,2]
[135,"2021-11-29T13:11:00","SUMINISTROS EN CONDUCCION ELECTRICA",242318,2,"CMI-355","220/1","-","-",2000,2]
[136,"2021-11-29T13:41:00","AL MOTOR",242320,1,"CDAVF1-22/22","230/3","-","8104 CFM",375,"1 1/2"]
[137,"2021-11-29T13:41:00","AL MOTOR",242320,1,"CDAVF1-20/20","230/3","-","5246 CFM",375,"1"]
[138,"2021-11-29T13:41:00","AL MOTOR",242320,1,"CDAVF1-20/20","230/3","-","5294 CFM",575,"2"]
[139,"2021-11-29T13:41:00","AL MOTOR",242320,4,"CDAVF1-20/20","230/3","-","8786 CFM",650,"5"]
[140,"2021-11-29T13:41:00","AL MOTOR",242320,2,"CDAVF1-22/22","230/3","-","11448 CFM",575,"5"]
[141,"2021-11-29T13:41:00","AL MOTOR",242320,1,"CRHLT-42","230/3","-","11609 CFM",325,"1 1/2",null,null,null,"2021-11-30T13:33:00","G.MENDOZA"]
[142,"2021-11-29T14:12:00","SOCONUSCO",242322,1,"CDAHF1-18/18","220/1","-","5618 CFM","850","1/2",{"$nulls":4},"R.ESPADAS"]
[143,"2021-11-29T14:12:00","SOCONUSCO",242322,1,"CMI-560","220/1","-","6613 CF","1425","1/2",{"$nulls":4},"R.ESPADAS"]
[144,"2021-11-29T16:49:00","SUMINISTROS EN CONDUCCION ELECTRICA",242341,2,"CMI-315","220/1","-","-",2200,1,{"$nulls":5},"5CMI3156022000","Existe","2021-11-30T11:30:00"]
[145,"2021-11-29T16:49:00","SUMINISTROS EN CONDUCCION ELECTRICA",242341,6,"CMI-315","220/1","-","-",2400,1]
[146,"2021-11-29T16:49:00","SUMINISTROS EN CONDUCCION ELECTRICA",242341,2,"CMI-280","220/1","-","-",2200,"3/4",{"$nulls":5},"5CMI2805220000","Existe","2021-11-30T11:30:00"]
[147,"2021-11-29T16:49:00","SUMINISTROS EN CONDUCCION ELECTRICA",242341,2,"CMI-315","220/1","-","-",2000,"3/4",{"$nulls":5},"5CMI3155200000","Existe","2021-11-30T11:30:00"]
[148,"2021-11-29T16:49:00","SUMINISTROS EN CONDUCCION ELECTRICA",242341,2,"CMI-450","220/1","-","-",1600,2,{"$nulls":5},"REPETIDO 130","REPETIDO","2021-11-30T11:30:00"]
[149,"2021-11-29T16:49:00","SUMINISTROS EN CONDUCCION ELECTRICA",242341,4,"CMI-560","230/3","-","-",1200,3,{"$nulls":5},"REPETIDO 127","REPETIDO","2021-11-30T11:30:00"]
[150,"2021-11-29T16:49:00","SUMINISTROS EN CONDUCCION ELECTRICA",242341,2,"CMI-500","230/3","-","-",1400,3,{"$nulls":5},"5CMI500E014000","Existe","2021-11-30T11:30:00"]
[151,"2021-11-29T16:49:00","SUMINISTROS EN CONDUCCION ELECTRICA",242341,1,"CMI-315","220/1","-","-",1800,1,{"$nulls":5},"5CMI3156018250","Existe","2021-11-30T11:30:00"]
[152,"2021-11-29T16:49:00","SUMINISTROS EN CONDUCCION ELECTRICA",242341,5,"CMI-280","220/1","-","-",2200,"1/2",{"$nulls":5},"5CMI2804022000","Existe","2021-11-30T11:30:00"]
[153,"2021-11-29T16:49:00","SUMINISTROS EN CONDUCCION ELECTRICA",242341,2,"CMI-355","220/1","-","-",1700,"1 1/2"]
[154,"2021-11-30T09:26:00","SUMINISTROS EN CONDUCCION ELECTRICA",242318,2,"CMI-400","220/1","-","-",2000,2]
[155,"2021-11-30T10:29:00","SUMINISTROS EN CONDUCCION ELECTRICA",242374,4,"CMI-280","220/1","-","-",1800,"3/4"]
[156,"2021-11-30T10:29:00","SUMINISTROS EN CONDUCCION ELECTRICA",242374,7,"CMI-315","220/1","-","-",2000,"3/4",{"$nulls":5},"REPETIDO 147","REPETIDO","2021-11-30T13:00:00"]
[157,"2021-11-30T10:29:00","SUMINISTROS EN CONDUCCION ELECTRICA",242374,2,"CMI-315","220/1","-","-",2000,1,{"$nulls":5},"REPETIDO 126","REPETIDO","2021-11-30T13:00:00"]
[158,"2021-11-30T10:29:00","SUMINISTROS EN CONDUCCION ELECTRICA",242374,4,"CMI-450","220/1","-","-",1400,1]
[159,"2021-11-30T10:29:00","SUMINISTROS EN CONDUCCION ELECTRICA",242374,2,"CMI-315","220/1","-","-",1700,"3/4"]
[160,"2021-11-30T10:29:00","SUMINISTROS EN CONDUCCION ELECTRICA",242374,2,"CMI-400","220/1","-","-",1800,"1 1/2"]
[161,"2021-11-30T10:29:00","SUMINISTROS EN CONDUCCION ELECTRICA",242374,2,"CMI-280","220/1","-","-",2000,"3/4"]
[162,"2021-11-30T12:32:00","QUE CALOR",242384,1,"CDAH-12/12","230/3","-","-","1250","1"]
[163]
[164]
[165]
[166]
[167]
[168]
[169]
[170]
[171]
[172]
[173]
[174]
[175]
[176]
[177]
[178]
[179]
[180]
[181]
[182]
[183]
[184]
[185]
[186]
[187]
[188]
[189]
[190]
[191]
[192]
[193]